{"text_format":"1","workbook":"xlsx","n_sheets":3,"sheets":["Permanent_Flowgates","Temporary_Flowgates","Archive_Temporary_Flowgates"],"not_rendered":{"charts":0,"images":0,"macros":1,"external_links":0,"defined_names":0,"comments":0,"pivot_tables":0},"unopened":[],"bounds":{"document_bytes":16777216,"sheet_cells":100000,"rows_first":2000,"rows_last":500,"rows_between":2000,"halvings":0,"cell_chars":16384,"cell_head_chars":4096},"cells_cut":0,"cells_raw":0,"read":"whole","date_system":"1900"}

{"sheet":"Permanent_Flowgates","index":0,"n_rows":944,"n_cols":31,"rows_kept":944,"cut":false,"hidden":false,"merged":[]}
["IDC","Flowgate","Owner","Type","Number of Elements","M2M Monitoring RTO","ElementType","From Area","From_Name","To Area","To_Name","Voltage","IROLLimit","Spring Normal","Spring Emergency","Summer Normal","Summer Emergency","Fall Normal","Fall Emergency","Winter Normal","Winter Emergency","FGType","Element","TRM","IDC_From_Name","IDC_From_Number","IDC_ToName1","IDC_To_Number1","IDC_To_Name2","IDC_To_Number2","IDC_CKT_ID"]
[51,"KANMATBAKBRO","PJM","RCF",3,"MISO","Monitored","AEP","KANAWHAR","AEP","MATTFUNK",345,null,3793,3793,3793,3793,3793,3793,4237,4237,"OTDF","LN KANAWHAR - MATTFUNK 345 kV",null,"05KANAWH",242525,"05M FUNK",242527,null,null,1]
[51,"KANMATBAKBRO","PJM","RCF",3,"MISO","Monitored","AEP","WYOMING","AEP","JACKSONS",765,null,3793,3793,3793,3793,3793,3793,4237,4237,"OTDF","LN WYOMING - JACKSONS 765 kV",null,"05WYOMIN",242517,"05J.FERR",242514,null,null,1]
[51,"KANMATBAKBRO","PJM","RCF",3,"MISO","Contingent","AEP","BAKER","AEP","BROADFOR",765,null,3793,3793,3793,3793,3793,3793,4237,4237,"OTDF","LN BAKER - BROADFOR 765 kV",null,"05BAKER",242510,"05BROADF",242511,null,null,1]
[52,"BAKBROBROJAC","PJM","RCF",5,"MISO","Monitored","AEP","BAKER","AEP","BROADFOR",765,null,3793,3793,3793,3793,3793,3793,4237,4237,"OTDF","LN BAKER - BROADFOR 765 kV",null,"05BAKER",242510,"05BROADF",242511,null,null,1]
[52,"BAKBROBROJAC","PJM","RCF",5,"MISO","Monitored","AEP","KANAWHAR","AEP","MATTFUNK",345,null,3793,3793,3793,3793,3793,3793,4237,4237,"OTDF","LN KANAWHAR - MATTFUNK 345 kV",null,"05KANAWH",242525,"05M FUNK",242527,null,null,1]
[52,"BAKBROBROJAC","PJM","RCF",5,"MISO","Monitored","AEP","WYOMING","AEP","JACKSONS",765,null,3793,3793,3793,3793,3793,3793,4237,4237,"OTDF","LN WYOMING - JACKSONS 765 kV",null,"05WYOMIN",242517,"05J.FERR",242514,null,null,1]
[52,"BAKBROBROJAC","PJM","RCF",5,"MISO","Contingent","AEP","JACKSONS","AEP","BROADFOR",765,null,3793,3793,3793,3793,3793,3793,4237,4237,"OTDF","LN JACKSONS - BROADFOR 765 kV",null,"05J.FERR",242514,"05BROADF",242511,null,null,1]
[52,"BAKBROBROJAC","PJM","RCF",5,"MISO","Contingent","AEP","SMYTH","AEP","BROADFOR",138,null,3793,3793,3793,3793,3793,3793,4237,4237,"OTDF","LN SMYTH - BROADFOR 138 kV",null,"05SMYTH",242803,"05BROADF",242566,null,null,1]
[54,"AEPDOMCUDWYO","PJM","RCF",4,null,"Monitored","AEP","BAKER","AEP","BROADFOR",765,null,9999,9999,9999,9999,9999,9999,9999,9999,"OTDF","LN BAKER - BROADFOR 765 kV",null,"05BAKER",242510,"05BROADF",242511,null,null,1]
[54,"AEPDOMCUDWYO","PJM","RCF",4,null,"Monitored","AEP","KANAWHAR","AEP","MATTFUNK",345,null,9999,9999,9999,9999,9999,9999,9999,9999,"OTDF","LN KANAWHAR - MATTFUNK 345 kV",null,"05KANAWH",242525,"05M FUNK",242527,null,null,1]
[54,"AEPDOMCUDWYO","PJM","RCF",4,null,"Monitored","AEP","WYOMING","AEP","JACKSONS",765,null,9999,9999,9999,9999,9999,9999,9999,9999,"OTDF","LN WYOMING - JACKSONS 765 kV",null,"05WYOMIN",242517,"05J.FERR",242514,null,null,1]
[54,"AEPDOMCUDWYO","PJM","RCF",4,null,"Contingent","AEP","WYOMING","AEP","CULLODEN",765,null,9999,9999,9999,9999,9999,9999,9999,9999,"OTDF","LN WYOMING - CULLODEN 765 kV",null,"05WYOMIN",242517,"05CULLOD",242513,null,null,1]
[57,"AEPDOMCLVJAK","PJM","RCF",4,"SWPP","Monitored","AEP","BAKER","AEP","BROADFOR",765,null,9999,9999,9999,9999,9999,9999,9999,9999,"OTDF","LN BAKER - BROADFOR 765 kV",null,"05BAKER",242510,"05BROADF",242511,null,null,1]
[57,"AEPDOMCLVJAK","PJM","RCF",4,"SWPP","Monitored","AEP","KANAWHAR","AEP","MATTFUNK",345,null,9999,9999,9999,9999,9999,9999,9999,9999,"OTDF","LN KANAWHAR - MATTFUNK 345 kV",null,"05KANAWH",242525,"05M FUNK",242527,null,null,1]
[57,"AEPDOMCLVJAK","PJM","RCF",4,"SWPP","Monitored","AEP","WYOMING","AEP","JACKSONS",765,null,9999,9999,9999,9999,9999,9999,9999,9999,"OTDF","LN WYOMING - JACKSONS 765 kV",null,"05WYOMIN",242517,"05J.FERR",242514,null,null,1]
[57,"AEPDOMCLVJAK","PJM","RCF",4,"SWPP","Contingent","AEP","CLOVERDA","AEP","JACKSONS",765,null,9999,9999,9999,9999,9999,9999,9999,9999,"OTDF","LN CLOVERDA - JACKSONS 765 kV",null,"05CLOVRD",242512,"05J.FERR",242514,null,null,1]
[58,"BAKBROCLO","PJM","RCF",6,"MISO","Monitored","AEP","BAKER","AEP","BROADFOR",765,null,3793,3793,3793,3793,3793,3793,4237,4237,"OTDF","LN BAKER - BROADFOR 765 kV",null,"05BAKER",242510,"05BROADF",242511,null,null,1]
[58,"BAKBROCLO","PJM","RCF",6,"MISO","Monitored","AEP","KANAWHAR","AEP","MATTFUNK",345,null,3793,3793,3793,3793,3793,3793,4237,4237,"OTDF","LN KANAWHAR - MATTFUNK 345 kV",null,"05KANAWH",242525,"05M FUNK",242527,null,null,1]
[58,"BAKBROCLO","PJM","RCF",6,"MISO","Monitored","AEP","WYOMING","AEP","JACKSONS",765,null,3793,3793,3793,3793,3793,3793,4237,4237,"OTDF","LN WYOMING - JACKSONS 765 kV",null,"05WYOMIN",242517,"05J.FERR",242514,null,null,1]
[58,"BAKBROCLO","PJM","RCF",6,"MISO","Contingent","AEP","JACKSONS","AEP","CLOVERDA",765,null,3793,3793,3793,3793,3793,3793,4237,4237,"OTDF","LN JACKSONS - CLOVERDA 765 kV",null,"05J.FERR",242514,"05CLOVRD",242512,null,null,1]
[58,"BAKBROCLO","PJM","RCF",6,"MISO","Contingent","AEP","JOSHUAFA","AEP","CLOVERDA",765,null,3793,3793,3793,3793,3793,3793,4237,4237,"OTDF","LN JOSHUAFA - CLOVERDA 765 kV",null,"05JOSHUA",242515,"05CLOVRD",242512,null,null,1]
[58,"BAKBROCLO","PJM","RCF",6,"MISO","Contingent","AEP","CLOVERDA","AEP","CLOVERDA","765/345",null,3793,3793,3793,3793,3793,3793,4237,4237,"OTDF","XF CLOVERDA 765/345 kV",null,"05CLOVRD",242512,"05CLOVRD",242524,null,null,1]
[59,"BAKERBROADF","PJM","RCF",3,null,"Monitored","AEP","BAKER","AEP","BROADFOR",765,null,3793,3793,3016,3016,3793,3793,3793,3793,"PTDF","LN BAKER - BROADFOR 765 kV",null,"05BAKER",242510,"05BROADF",242511,null,null,1]
[59,"BAKERBROADF","PJM","RCF",3,null,"Monitored","AEP","KANAWHAR","AEP","MATTFUNK",345,null,3793,3793,3016,3016,3793,3793,3793,3793,"PTDF","LN KANAWHAR - MATTFUNK 345 kV",null,"05KANAWH",242525,"05M FUNK",242527,null,null,1]
[59,"BAKERBROADF","PJM","RCF",3,null,"Monitored","AEP","WYOMING","AEP","JACKSONS",765,null,3793,3793,3016,3016,3793,3793,3793,3793,"PTDF","LN WYOMING - JACKSONS 765 kV",null,"05WYOMIN",242517,"05J.FERR",242514,null,null,1]
[251,"BAKBROCULWYO","PJM","RCF",2,null,"Monitored","AEP","BAKER","AEP","BROADFOR",765,null,4465,4465,4465,4465,4465,4465,4854,4854,"OTDF","LN BAKER - BROADFOR 765 kV",null,"05BAKER",242510,"05BROADF",242511,null,null,1]
[251,"BAKBROCULWYO","PJM","RCF",2,null,"Contingent","AEP","CULLODEN","AEP","WYOMING",765,null,4465,4465,4465,4465,4465,4465,4854,4854,"OTDF","LN CULLODEN - WYOMING 765 kV",null,"05CULLOD",242513,"05WYOMIN",242517,null,null,1]
[505,"CORNELQUAH47","PJM","RCF",2,null,"Monitored","CE","QUADCITY","MEC","CORDOMEC",345,null,1768,1799,1499,1530,1768,1799,1768,1799,"OTDF","LN QUADCITY - CORDOMEC 345 kV",31,"QUAD 6-7",270866,"MECCORD3",636605,null,null,1]
[505,"CORNELQUAH47","PJM","RCF",2,null,"Contingent","CE","QUADCITY","CE","H471ESS",345,null,1768,1799,1499,1530,1768,1799,1768,1799,"OTDF","LN QUADCITY - H471ESS 345 kV",31,"QUAD 6-7",270866,"ESS H471 ;",270890,null,null,1]
[514,"CORNELNELH47","PJM","RCF",2,null,"Monitored","CE","CORDOVA1","CE","NELSON01",345,null,1479,1479,1479,1479,1479,1479,1710,1710,"OTDF","LN CORDOVA1 - NELSON01 345 kV",null,"CORDOVA ; B",270700,"NELSON   ; B",270828,null,null,1]
[514,"CORNELNELH47","PJM","RCF",2,null,"Contingent","CE","H471ESS","CE","NELSON01",345,null,1479,1479,1479,1479,1479,1479,1710,1710,"OTDF","LN H471ESS - NELSON01 345 kV",null,"ESS H471 ;",270890,"NELSON   ; B",270828,null,null,1]
[522,"EFRCREDUMWIL","PJM","RCF",3,null,"Monitored","CE","EFRNKFRT","CE","CRETE_EC",345,null,1399,1399,1399,1399,1399,1399,1557,1557,"OTDF","LN EFRNKFRT - CRETE_EC 345 kV",null,"E FRANKFO; R",270729,"CRETE EC ;BP",274750,null,null,1]
[522,"EFRCREDUMWIL","PJM","RCF",3,null,"Contingent","AEP","DUMONT","CE","WILTON00",765,null,1399,1399,1399,1399,1399,1399,1557,1557,"OTDF","LN DUMONT - WILTON00 765 kV",null,"05DUMONT",243206,"WILTON   ;",270644,null,null,1]
[522,"EFRCREDUMWIL","PJM","RCF",3,null,"Contingent","NIPS","MUNSTER","CE","BURNHAM",345,null,1399,1399,1399,1399,1399,1399,1557,1557,"OTDF","LN MUNSTER - BURNHAM 345 kV",null,"17MUNSTER",255109,"BURNHAM  ; B",270674,null,null,1]
[552,"CHERRYSILVER","PJM","RCF",1,null,"Monitored","CE","CHERRYV","CE","SILVERL0",345,null,1201,1201,1201,1201,1201,1201,1497,1497,"PTDF","LN CHERRYV - SILVERL0 345 kV",null,"CHERRY VA; B",270694,"SILVER LK; R",270883,null,null,1]
[554,"WILXFRCOLWIL","PJM","RCF",3,"MISO","Monitored","CE","WILTON00","CE","WILTON00","765/1",null,1379,1379,1379,1379,1379,1379,1491,1491,"OTDF","XF WILTON00 765/1 kV",null,"WILTON   ;",270644,null,0,"WILTON   ; B",270926,3]
[554,"WILXFRCOLWIL","PJM","RCF",3,"MISO","Contingent","CE","WILTON00","CE","COLLINS1",765,null,1379,1379,1379,1379,1379,1379,1491,1491,"OTDF","LN WILTON00 - COLLINS1 765 kV",null,"WILTON   ;",270644,"COLLINS  ;",270607,null,null,1]
[575,"QUACORCORQUA","PJM","RCF",2,null,"Monitored","CE","QUADCITY","MEC","CORDOMEC",345,null,1069,1069,1069,1069,1069,1069,1143,1143,"OTDF","LN QUADCITY - CORDOMEC 345 kV",null,"QUAD 6-7",270866,"MECCORD3",636605,null,null,1]
[575,"QUACORCORQUA","PJM","RCF",2,null,"Contingent","CE","QUADCITY","CE","CORDOVA1",345,null,1069,1069,1069,1069,1069,1069,1143,1143,"OTDF","LN QUADCITY - CORDOVA1 345 kV",null,"QUAD 6-7",270866,"CORDOVA ; B",270700,null,null,1]
[591,"ZIOLIBLIBPRO","PJM","RCF",6,null,"Monitored","CE","ZION_EC","CE","LIBERTYV",345,null,1334,1334,1334,1334,1334,1334,1560,1560,"OTDF","LN ZION_EC - LIBERTYV 345 kV",null,"ZION EC ;RP",274817,"LIBERTYVI; B",270806,null,null,1]
[591,"ZIOLIBLIBPRO","PJM","RCF",6,null,"Contingent","CE","LIBERTYV","CE","PROSPEC0",345,null,1334,1334,1334,1334,1334,1334,1560,1560,"OTDF","LN LIBERTYV - PROSPEC0 345 kV",null,"LIBERTYVI; B",270806,"P HTS 117; R",270857,null,null,1]
[591,"ZIOLIBLIBPRO","PJM","RCF",6,null,"Contingent","CE","LIBERTYV","CE","TOLLWAY",345,null,1334,1334,1334,1334,1334,1334,1560,1560,"OTDF","LN LIBERTYV - TOLLWAY 345 kV",null,"LIBERTYVI; B",270806,"TOLLWAY ; B",270900,null,null,1]
[591,"ZIOLIBLIBPRO","PJM","RCF",6,null,"Contingent","CE","ZION0001","CE","LIBERTYV",345,null,1334,1334,1334,1334,1334,1334,1560,1560,"OTDF","LN ZION0001 - LIBERTYV 345 kV",null,"ZION STA ;0B",270942,"LIBERTYVI; B",270806,null,null,1]
[591,"ZIOLIBLIBPRO","PJM","RCF",6,null,"Contingent","CE","LIBERTYV","CE","LIBERTYV","345/1",null,1334,1334,1334,1334,1334,1334,1560,1560,"OTDF","XF LIBERTYV 345/1 kV",null,"LIBERTYVI; B",270806,"LIBERTYVI; R",271917,"LIBERTYVI;3C",275295,4]
[1001,"FPTLRPIATSTC","TVA","CFG",2,"SWPP","Monitored","AECI","FAIRPORT","AECI","OSBORN",161,null,227,227,212,227,227,227,239,252,"OTDF","LN FAIRPORT - OSBORN 161 kV",null,"5FAIRPT",300076,"5OSBORN",300107,null,null,1]
[1001,"FPTLRPIATSTC","TVA","CFG",2,"SWPP","Contingent","KCPL","IATAN","WR","STRA",345,null,227,227,212,227,227,227,239,252,"OTDF","LN IATAN - STRA 345 kV",null,"IATAN  7",542982,"STRANGR7",532772,null,null,1]
[1002,"THMMOBTHOMCC","TVA","CFG",2,null,"Monitored","AECI","TH_HILL","AECI","MOB_TAP",161,null,414,446,414,446,414,446,414,446,"OTDF","LN TH_HILL - MOB_TAP 161 kV",35,"5THMHIL",300120,"5MOBTAP",300126,null,null,1]
[1002,"THMMOBTHOMCC","TVA","CFG",2,null,"Contingent","AECI","TH_HILL","AECI","MCC2",345,null,414,446,414,446,414,446,414,446,"OTDF","LN TH_HILL - MCC2 345 kV",35,"7THOMHL",300049,"7MCCRED",300044,null,null,1]
[1003,"THMMOBTHMSAL","TVA","CFG",2,null,"Monitored","AECI","TH_HILL","AECI","MOB_TAP",161,null,414,446,414,446,414,446,414,446,"OTDF","LN TH_HILL - MOB_TAP 161 kV",28,"5THMHIL",300120,"5MOBTAP",300126,null,null,1]
[1003,"THMMOBTHMSAL","TVA","CFG",2,null,"Contingent","AECI","TH_HILL","KCPL","SALISBRY",161,null,414,446,414,446,414,446,414,446,"OTDF","LN TH_HILL - SALISBRY 161 kV",28,"5THMHIL",300120,"SALSBRY5",543062,null,null,1]
[1004,"MCCTIEAECUE","TVA","CFG",1,null,"Monitored","AECI","MCC2","AMRN","MCRD",345,null,535,535,535,535,535,535,535,535,"PTDF","LN MCC2 - MCRD 345 kV",48,"7MCCRED",300044,"7MCCREDIE",345088,null,null,1]
[1009,"SHENEGSHECOR","TVA","CFG",3,"MISO","Monitored","TVA","SHELBYTV","TVA","N_E_GA1",161,null,365,365,365,365,365,365,365,365,"OTDF","LN SHELBYTV - N_E_GA1 161 kV",null,"5SHELBY MEM2",360679,"5NE GATE 33",365591]
[1009,"SHENEGSHECOR","TVA","CFG",3,"MISO","Monitored","TVA","SHELBYTV","TVA","N_E_GA1",161,null,365,365,365,365,365,365,365,365,"OTDF","LN SHELBYTV - N_E_GA1 161 kV",null,"5SHELBY MEM2",360679,"5NE GATE 33",365591]
[1009,"SHENEGSHECOR","TVA","CFG",3,"MISO","Contingent","TVA","SHELBYTV","TVA","CORDOV1",500,null,365,365,365,365,365,365,365,365,"OTDF","LN SHELBYTV - CORDOV1 500 kV",null,"8SHELBY TN",360021,"8CORDOVA TN",360025]
[1010,"MCCTIEUEAEC","TVA","CFG",1,null,"Monitored","AMRN","MCRD","AECI","MCC2",345,null,535,535,535,535,535,535,535,535,"PTDF","LN MCRD - MCC2 345 kV",233,"7MCCREDIE",345088,"7MCCRED",300044,null,null,1]
[1015,"FAIOSBSTJHAW","TVA","RCF",2,null,"Monitored","AECI","FAIRPORT","AECI","OSBORN",161,null,227,227,227,227,227,227,252,252,"OTDF","LN FAIRPORT - OSBORN 161 kV",null,"5FAIRPT",300076,"5OSBORN",300107,null,null,1]
[1015,"FAIOSBSTJHAW","TVA","RCF",2,null,"Contingent","MPS","ST_JOE","KCPL","NASHUA",345,null,227,227,227,227,227,227,252,252,"OTDF","LN ST_JOE - NASHUA 345 kV",null,"ST JOE 3",541199,"NASHUA 7",542980,null,null,1]
[1017,"NWMDLLSHELGC","TVA","RCF",2,null,"Monitored","AECI","W_NEWMAD","EES","DELL",500,null,2088,2088,2088,2088,2088,2088,2088,2088,"OTDF","LN W_NEWMAD - DELL 500 kV",null,"8WNEWMADRID",301406,"8DELL%",338187,null,null,1]
[1017,"NWMDLLSHELGC","TVA","RCF",2,null,"Contingent","EES","HS_EHV","EES","MAGNET",500,null,2088,2088,2088,2088,2088,2088,2088,2088,"OTDF","LN HS_EHV - MAGNET 500 kV",null,"8HS EHV%",337753,"8MAGNETCOVE%",337763,null,null,1]
[1018,"NWMDLLISEDLL","TVA","RCF",2,null,"Monitored","AECI","W_NEWMAD","EES","DELL",500,null,2088,2088,2088,2088,2088,2088,2088,2088,"OTDF","LN W_NEWMAD - DELL 500 kV",null,"8WNEWMADRID",301406,"8DELL%",338187,null,null,1]
[1018,"NWMDLLISEDLL","TVA","RCF",2,null,"Contingent","EES","INDEP2","EES","DELL",500,null,2088,2088,2088,2088,2088,2088,2088,2088,"OTDF","LN INDEP2 - DELL 500 kV",null,"8ISES%",338145,"8DELL%",338187,null,null,1]
[1019,"NWMDLLNWMTTV","TVA","RCF",2,null,"Monitored","AECI","W_NEWMAD","EES","DELL",500,null,2088,2088,2088,2088,2088,2088,2088,2088,"OTDF","LN W_NEWMAD - DELL 500 kV",null,"8WNEWMADRID",301406,"8DELL%",338187,null,null,1]
[1019,"NWMDLLNWMTTV","TVA","RCF",2,null,"Contingent","AECI","NEW_MAD","TVA","TIPTONVL",161,null,2088,2088,2088,2088,2088,2088,2088,2088,"OTDF","LN NEW_MAD - TIPTONVL 161 kV",null,"5NEWMAD",300103,"5TIPTONVL TN",361261,null,null,1]
[1023,"VOLPHIJEFROC","TVA","RCF",2,null,"Monitored","TVA","VOLUNT1","TVA","PHIPP1",500,null,9999,9999,9999,9999,9999,9999,9999,9999,"OTDF","LN VOLUNT1 - PHIPP1 500 kV",null,"8VOLUNTEER",360097,"8PHIPPS B NP",360102,null,null,1]
[1023,"VOLPHIJEFROC","TVA","RCF",2,null,"Contingent","AEP","ROCKPORT","AEP","JEFFERSO",765,null,9999,9999,9999,9999,9999,9999,9999,9999,"OTDF","LN ROCKPORT - JEFFERSO 765 kV",null,"05ROCKPT",243209,"05JEFRSO",243208,null,null,1]
[1024,"VOLPHICONMOS","TVA","RCF",2,"MISO","Monitored","TVA","VOLUNT1","TVA","PHIPP1",500,null,9999,9999,9999,9999,9999,9999,9999,9999,"OTDF","LN VOLUNT1 - PHIPP1 500 kV",null,"8VOLUNTEER",360097,"8PHIPPS B NP",360102,null,null,1]
[1024,"VOLPHICONMOS","TVA","RCF",2,"MISO","Contingent","TVA","SNP1","SOUC","BOWEN1",500,null,9999,9999,9999,9999,9999,9999,9999,9999,"OTDF","LN SNP1 - BOWEN1 500 kV",null,"8SEQUOYAH NP",360081,"8BOWEN",380020,null,null,1]
[1026,"MSNWCKBFNMRY","TVA","RCF",2,"MISO","Monitored","TVA","MADISO1","TVA","WIDCR1",500,null,2499,2499,2281,2281,2499,2499,2598,2598,"OTDF","LN MADISO1 - WIDCR1 500 kV",null,"8MADISON AL",360060,"8WID CRK FP",360065,null,null,1]
[1026,"MSNWCKBFNMRY","TVA","RCF",2,"MISO","Contingent","TVA","BFNP1","TVA","MAURY1",500,null,2499,2499,2281,2281,2499,2499,2598,2598,"OTDF","LN BFNP1 - MAURY1 500 kV",null,"8BR FERRY NP",360052,"8MAURY TN",360050,null,null,1]
[1029,"OSCSTOLACNEO","TVA","RCF",2,null,"Monitored","AECI","5COLLINS","SPA","STCK_SPA",161,null,192,192,172,172,192,192,206,206,"OTDF","LN 5COLLINS - STCK_SPA 161 kV",null,"5COLLINS",300816,"STOCKTN5",505498,null,null,1]
[1029,"OSCSTOLACNEO","TVA","RCF",2,null,"Contingent","KCPL","LACYGNE","WR","N345",345,null,192,192,172,172,192,192,206,206,"OTDF","LN LACYGNE - N345 345 kV",null,"LACYGNE7",542981,"NEOSHO 7",532793,null,null,1]
[1036,"SHAMARSANSHE","TVA","RCF",2,"MISO","Monitored","TVA","SHAW","TVA","MARSHA1",500,null,1732,1732,1732,1732,1732,1732,1732,1732,"OTDF","LN SHAW - MARSHA1 500 kV",null,"8SHAWNEE FP",360001,"8MARSHALL KY",360015,null,null,1]
[1036,"SHAMARSANSHE","TVA","RCF",2,"MISO","Contingent","EES","DRIVER","TVA","SHELBYTV",500,null,1732,1732,1732,1732,1732,1732,1732,1732,"OTDF","LN DRIVER - SHELBYTV 500 kV",null,"8DRIVER%",338198,"8SHELBY TN",360021,null,null,1]
[1041,"ESXLUTLUTKEL","TVA","RCF",2,null,"Monitored","AMRN","LUTS","AECI","ESEX",345,null,1195,1195,1195,1195,1195,1195,1195,1195,"OTDF","LN LUTS - ESEX 345 kV",null,"7LUTESVIL",344974,"7ESSEX",300038,null,null,1]
[1041,"ESXLUTLUTKEL","TVA","RCF",2,null,"Contingent","AMRN","LUTS","AMRN","KEL",345,null,1195,1195,1195,1195,1195,1195,1195,1195,"OTDF","LN LUTS - KEL 345 kV",null,"7LUTESVIL",344974,"7KELSO",344849,null,null,1]
[1042,"ESXLUTMSHCMB","TVA","RCF",2,null,"Monitored","AECI","ESEX","AMRN","LUTS",345,null,1195,1195,1195,1195,1195,1195,1195,1195,"OTDF","LN ESEX - LUTS 345 kV",null,"7ESSEX",300038,"7LUTESVIL",344974,null,null,1]
[1042,"ESXLUTMSHCMB","TVA","RCF",2,null,"Contingent","TVA","CUMBER1","TVA","MARSHA1",500,null,1195,1195,1195,1195,1195,1195,1195,1195,"OTDF","LN CUMBER1 - MARSHA1 500 kV",null,"8CUMBERLAND",360040,"8MARSHALL KY",360015,null,null,1]
[1043,"ESXIDAESXNMA","TVA","RCF",2,null,"Monitored","AECI","ESEX","AECI","IDALIA",161,null,316,316,316,316,316,316,316,316,"OTDF","LN ESEX - IDALIA 161 kV",null,"5ESSEX",300075,"IDALIA 5",505434,null,null,1]
[1043,"ESXIDAESXNMA","TVA","RCF",2,null,"Contingent","AECI","ESEX","AECI","W_NEWMAD",345,null,316,316,316,316,316,316,316,316,"OTDF","LN ESEX - W_NEWMAD 345 kV",null,"7ESSEX",300038,"7WNEWMADRID",301407,null,null,1]
[1044,"FPTCOPSTJCOP","TVA","RCF",2,null,"Monitored","AECI","FAIRPORT","NPPD","COOPER",345,null,1195,1195,1195,1195,1195,1195,1195,1195,"OTDF","LN FAIRPORT - COOPER 345 kV",null,"7FAIRPT",300039,"COOPER 3",640139,null,null,1]
[1044,"FPTCOPSTJCOP","TVA","RCF",2,null,"Contingent","MPS","ST_JOE","NPPD","COOPER",345,null,1195,1195,1195,1195,1195,1195,1195,1195,"OTDF","LN ST_JOE - COOPER 345 kV",null,"ST JOE 3",541199,"COOPER 3",640139,null,null,1]
[1045,"FRPSTJSTJCOP","TVA","RCF",2,null,"Monitored","AECI","FAIRPORT","MPS","ST_JOE",345,null,1195,1195,1195,1195,1195,1195,1195,1195,"OTDF","LN FAIRPORT - ST_JOE 345 kV",null,"7FAIRPT",300039,"ST JOE 3",541199,null,null,1]
[1045,"FRPSTJSTJCOP","TVA","RCF",2,null,"Contingent","NPPD","COOPER","MPS","ST_JOE",345,null,1195,1195,1195,1195,1195,1195,1195,1195,"OTDF","LN COOPER - ST_JOE 345 kV",null,"COOPER 3",640139,"ST JOE 3",541199,null,null,1]
[1046,"FPTOSBFPTSJO","TVA","RCF",4,null,"Monitored","AECI","FAIRPORT","AECI","OSBORN",161,null,243,243,222,222,243,243,293,293,"OTDF","LN FAIRPORT - OSBORN 161 kV",null,"5FAIRPT",300076,"5OSBORN",300107,null,null,1]
[1046,"FPTOSBFPTSJO","TVA","RCF",4,null,"Contingent","AECI","FAIRPORT","NPPD","COOPER",345,null,243,243,222,222,243,243,293,293,"OTDF","LN FAIRPORT - COOPER 345 kV",null,"7FAIRPT",300039,"COOPER 3",640139,null,null,1]
[1046,"FPTOSBFPTSJO","TVA","RCF",4,null,"Contingent","AECI","FAIRPORT","MPS","ST_JOE",345,null,243,243,222,222,243,243,293,293,"OTDF","LN FAIRPORT - ST_JOE 345 kV",null,"7FAIRPT",300039,"ST JOE 3",541199,null,null,1]
[1046,"FPTOSBFPTSJO","TVA","RCF",4,null,"Contingent","AECI","FAIRPORT","AECI","FAIRPORT","161/345",null,243,243,222,222,243,243,293,293,"OTDF","XF FAIRPORT 345/161 kV",null,"5FAIRPT",300076,"7FAIRPT",300039,null,null,3]
[1048,"NEWTIPSANSHE","TVA","RCF",2,"MISO","Monitored","AECI","NEW_MAD","TVA","TIPTONVL",161,null,622,622,600,600,622,622,686,686,"OTDF","LN NEW_MAD - TIPTONVL 161 kV",23,"5NEWMAD",300103,"5TIPTONVL TN",361261,null,null,1]
[1048,"NEWTIPSANSHE","TVA","RCF",2,"MISO","Contingent","EES","DRIVER","TVA","SHELBYTV",500,null,622,622,600,600,622,622,686,686,"OTDF","LN DRIVER - SHELBYTV 500 kV",23,"8DRIVER%",338198,"8SHELBY TN",360021,null,null,1]
[1057,"THOSALHIGMOB","TVA","RCF",4,"SWPP","Monitored","AECI","TH_HILL","KCPL","SALISBRY",161,null,396,396,372,372,396,396,413,413,"OTDF","LN TH_HILL - SALISBRY 161 kV",null,"5THMHIL",300120,"SALSBRY5",543062,null,null,1]
[1057,"THOSALHIGMOB","TVA","RCF",4,"SWPP","Contingent","AECI","MOB_TAP","AECI","HIGBAECI",161,null,396,396,372,372,396,396,413,413,"OTDF","LN MOB_TAP - HIGBAECI 161 kV",null,"5MOBTAP",300126,"5HIGBEE",300066,null,null,1]
[1057,"THOSALHIGMOB","TVA","RCF",4,"SWPP","Contingent","AECI","MOB_TAP","AMRN","MOB",161,null,396,396,372,372,396,396,413,413,"OTDF","LN MOB_TAP - MOB 161 kV",null,"5MOBTAP",300126,"5MOBERLY",345221,null,null,1]
[1057,"THOSALHIGMOB","TVA","RCF",4,"SWPP","Contingent","AECI","TH_HILL","AECI","MOB_TAP",161,null,396,396,372,372,396,396,413,413,"OTDF","LN TH_HILL - MOB_TAP 161 kV",null,"5THMHIL",300120,"5MOBTAP",300126,null,null,1]
[1061,"FTPGNTSTJMID","TVA","RCF",2,"MISO","Monitored","AECI","FAIRPORT","AECI","GENTRY",161,null,242,242,227,227,242,242,252,252,"OTDF","LN FAIRPORT - GENTRY 161 kV",null,"5FAIRPT",300076,"5GENTRY",300073,null,null,1]
[1061,"FTPGNTSTJMID","TVA","RCF",2,"MISO","Contingent","MPS","ST_JOE","MPS","AVECTYTP",161,null,242,242,227,227,242,242,252,252,"OTDF","LN ST_JOE - AVECTYTP 161 kV",null,"ST JOE 5",541253,"AVENUECTY 5",541394,null,null,1]
[1063,"BLKJASBRKFLT","TVA","RCF",2,null,"Monitored","AECI","BLACKBRY","AECI","JASPER7",345,null,985,985,870,870,985,985,1065,1065,"OTDF","LN BLACKBRY - JASPER7 345 kV",null,"7BLACKBERRY",300739,"7JASPER",300949,null,null,1]
[1063,"BLKJASBRKFLT","TVA","RCF",2,null,"Contingent","CSWS","FLINTCRK","AECI","BROOK_LN",345,null,985,985,870,870,985,985,1065,1065,"OTDF","LN FLINTCRK - BROOK_LN 345 kV",null,"FLINTCR7",506935,"BROOKLINE  7",549984,null,null,1]
[1064,"ESSNEWSTFGOB","TVA","RCF",2,null,"Monitored","AECI","ESEX","AECI","W_NEWMAD",345,null,1195,1195,1195,1195,1195,1195,1195,1195,"OTDF","LN ESEX - W_NEWMAD 345 kV",null,"7ESSEX",300038,"7WNEWMADRID",301407,null,null,1]
[1064,"ESSNEWSTFGOB","TVA","RCF",2,null,"Contingent","AECI","GOBKNOB","AECI","ST_FRAN",345,null,1195,1195,1195,1195,1195,1195,1195,1195,"OTDF","LN GOBKNOB - ST_FRAN 345 kV",null,"7GOBKNOB",300054,"7STFRAN",300048,null,null,1]
[1065,"FRAHUBANOFTS","TVA","RCF",2,"SWPP","Monitored","AECI","FRKS","AECI","HUBEN",345,null,864,864,791,791,864,864,1086,1086,"OTDF","LN FRKS - HUBEN 345 kV",null,"7FRANKS",300041,"7HUBEN",300042,null,null,1]
[1065,"FRAHUBANOFTS","TVA","RCF",2,"SWPP","Contingent","EES","ARK_NU","OKGE","FTSMTH",500,null,864,864,791,791,864,864,1086,1086,"OTDF","LN ARK_NU - FTSMTH 500 kV",null,"8ANO%",337909,"FTSMITH8",515305,null,null,1]
[1066,"FRAHUBOVESIB","TVA","RCF",2,null,"Monitored","AECI","FRKS","AECI","HUBEN",345,null,864,864,791,791,864,864,1086,1086,"OTDF","LN FRKS - HUBEN 345 kV",null,"7FRANKS",300041,"7HUBEN",300042,null,null,1]
[1066,"FRAHUBOVESIB","TVA","RCF",2,null,"Contingent","AMRN","OVER","KCPL","SIBL_KCP",345,null,864,864,791,791,864,864,1086,1086,"OTDF","LN OVER - SIBL_KCP 345 kV",null,"7OVERTON",345408,null,null,null,null,1]
[1067,"FRAHUBMONOVE","TVA","RCF",4,null,"Monitored","AECI","FRKS","AECI","HUBEN",345,null,864,864,791,791,864,864,1086,1086,"OTDF","LN FRKS - HUBEN 345 kV",null,"7FRANKS",300041,"7HUBEN",300042,null,null,1]
[1067,"FRAHUBMONOVE","TVA","RCF",4,null,"Contingent","AECI","MCC2","AMRN","MCRD",345,null,864,864,791,791,864,864,1086,1086,"OTDF","LN MCC2 - MCRD 345 kV",null,"7MCCRED",300044,"7MCCREDIE",345088,null,null,1]
[1067,"FRAHUBMONOVE","TVA","RCF",4,null,"Contingent","AMRN","MTGY","AMRN","MCRD",345,null,864,864,791,791,864,864,1086,1086,"OTDF","LN MTGY - MCRD 345 kV",null,"7MONTGMRY",345230,"7MCCREDIE",345088,null,null,1]
[1067,"FRAHUBMONOVE","TVA","RCF",4,null,"Contingent","AMRN","OVER","AMRN","MCRD",345,null,864,864,791,791,864,864,1086,1086,"OTDF","LN OVER - MCRD 345 kV",null,"7OVERTON",345408,"7MCCREDIE",345088,null,null,1]
[1074,"ST_FAISTJCOO","TVA","RCF",2,null,"Monitored","MPS","ST_JOE","AECI","FAIRPORT",345,null,1195,1195,1195,1195,1195,1195,1195,1195,"OTDF","LN ST_JOE - FAIRPORT 345 kV",4,"ST JOE 3",541199,"7FAIRPT",300039,null,null,1]
[1074,"ST_FAISTJCOO","TVA","RCF",2,null,"Contingent","MPS","ST_JOE","NPPD","COOPER",345,null,1195,1195,1195,1195,1195,1195,1195,1195,"OTDF","LN ST_JOE - COOPER 345 kV",4,"ST JOE 3",541199,"COOPER 3",640139,null,null,1]
[1098,"FAIRXFSTJHAW","TVA","RCF",2,null,"Monitored","AECI","FAIRPORT","AECI","FAIRPORT","345/161",null,606,606,606,606,606,606,606,606,"OTDF","XF FAIRPORT 345/161 kV",null,"7FAIRPT",300039,"5FAIRPT",300076,null,null,3]
[1098,"FAIRXFSTJHAW","TVA","RCF",2,null,"Contingent","MPS","ST_JOE","KCPL","NASHUA",345,null,606,606,606,606,606,606,606,606,"OTDF","LN ST_JOE - NASHUA 345 kV",null,"ST JOE 3",541199,"NASHUA 7",542980,null,null,1]
[1300,"WELLS_WEBER","MISO","RCF",1,null,"Monitored","EES","WELLS_E","EES","WEB",500,null,2122,2122,2122,2122,2122,2122,2122,2122,"PTDF","LN WELLS_E - WEB 500 kV",null,"8WELLS%",335368,"8WEBRE%",335500,null,null,1]
[1317,"DARDARARKFTS","MISO","RCF",2,null,"Monitored","SPA","DARD_D","EES","DARDNL",161,null,223,223,223,223,223,223,223,223,"OTDF","LN DARD_D - DARDNL 161 kV",null,"DARDANE5",505508,"5DARDANELLE",337903,null,null,1]
[1317,"DARDARARKFTS","MISO","RCF",2,null,"Contingent","EES","ARK_NU","OKGE","FTSMTH",500,null,223,223,223,223,223,223,223,223,"OTDF","LN ARK_NU - FTSMTH 500 kV",null,"8ANO%",337909,"FTSMITH8",515305,null,null,1]
[1319,"COULEWANOFTS","MISO","RCF",2,null,"Monitored","EES","COUCH","EES","LEWISV",115,null,159,159,159,159,159,159,159,159,"OTDF","LN COUCH - LEWISV 115 kV",null,"3COUCH%",337502,"3LEWISVILLE#",338874,null,null,1]
[1319,"COULEWANOFTS","MISO","RCF",2,null,"Contingent","EES","ARK_NU","OKGE","FTSMTH",500,null,159,159,159,159,159,159,159,159,"OTDF","LN ARK_NU - FTSMTH 500 kV",null,"8ANO%",337909,"FTSMITH8",515305,null,null,1]
[1320,"ARKARKARKFTS","MISO","RCF",3,null,"Monitored","EES","ARK_NU","EES","ARK_NU","500/1",null,672,672,672,672,672,672,672,672,"OTDF","XF ARK_NU 500/1 kV",null,"8ANO%",337909,"ARK_NU",337912,"1ANO AUX",337913,1]
[1320,"ARKARKARKFTS","MISO","RCF",3,null,"Contingent","EES","ARK_NU","OKGE","FTSMTH",500,null,672,672,672,672,672,672,672,672,"OTDF","LN ARK_NU - FTSMTH 500 kV",null,"8ANO%",337909,"FTSMITH8",515305,null,null,1]
[1322,"ELDXFRVALLYD","MISO","CFG",3,"SWPP","Contingent","CSWS","VALLIANT","CSWS","LYDIA",345,null,896,896,896,896,896,896,896,896,"OTDF","LN VALLIANT - LYDIA 345 kV",null,"VALIANT7",510911,"LYDIA  7",508298,null,null,1]
[1328,"BULMIDANOPLE","MISO","RCF",2,null,"Monitored","SPA","BULL_SHL","EES","MIDWA2",161,null,162,162,162,162,162,162,162,162,"OTDF","LN BULL_SHL - MIDWA2 161 kV",null,"BULL SH5",505460,"5MIDWY JRDN#",338813,null,null,1]
[1328,"BULMIDANOPLE","MISO","RCF",2,null,"Contingent","EES","ARK_NU","EES","PLS_HL",500,null,162,162,162,162,162,162,162,162,"OTDF","LN ARK_NU - PLS_HL 500 kV",null,"8ANO%",337909,"8P.HILL%",337922,null,null,1]
[1330,"MCAXFRMCALAK","MISO","RCF",3,null,"Monitored","EES","MCADMS","EES","MCADMS","500/1",null,561,561,561,561,561,561,561,561,"OTDF","XF MCADMS 500/1 kV",null,"8MCADAMS%",337009,"MCADMS",334403,"MCADMS",334404,1]
[1330,"MCAXFRMCALAK","MISO","RCF",3,null,"Monitored","EES","MCADMS","EES","MCADMS","500/1",null,561,561,561,561,561,561,561,561,"OTDF","XF MCADMS 500/1 kV",null,"8MCADAMS%",337009,"MCADMS",334403,"6MCADAMS%",337000,1]
[1330,"MCAXFRMCALAK","MISO","RCF",3,null,"Contingent","EES","MCADMS","EES","LAKOVR",500,null,561,561,561,561,561,561,561,561,"OTDF","LN MCADMS - LAKOVR 500 kV",null,"8MCADAMS%",337009,"8LAKEOVER%",336945,null,null,1]
[1341,"SHEELDHOTETT","MISO","RCF",2,null,"Monitored","EES","SH_EHV","EES","EL_EHV",500,null,2546,2546,2546,2546,2546,2546,2546,2546,"OTDF","LN SH_EHV - EL_EHV 500 kV",null,"8SHERIDAN%",337643,"8EL DORADO%",337561,null,null,1]
[1341,"SHEELDHOTETT","MISO","RCF",2,null,"Contingent","EES","HS_EHV","EES","ETTA",500,null,2546,2546,2546,2546,2546,2546,2546,2546,"OTDF","LN HS_EHV - ETTA 500 kV",null,"8HS EHV%",337753,"8ETTA%",337754,null,null,1]
[1342,"SHEELDSHEHSE","MISO","CFG",2,null,"Monitored","EES","SH_EHV","EES","EL_EHV",500,null,2546,2546,2546,2546,2546,2546,2546,2546,"OTDF","LN SH_EHV - EL_EHV 500 kV",null,"8SHERIDAN%",337643,"8EL DORADO%",337561,null,null,1]
[1342,"SHEELDSHEHSE","MISO","CFG",2,null,"Contingent","EES","SH_EHV","EES","MAGNET",500,null,2546,2546,2546,2546,2546,2546,2546,2546,"OTDF","LN SH_EHV - MAGNET 500 kV",null,"8SHERIDAN%",337643,"8MAGNETCOVE%",337763,null,null,1]
[1343,"ALLHORFREXFR","MISO","RCF",3,null,"Monitored","TVA","ALLEN1","EES","HORNLK",161,null,208,208,208,208,208,208,208,208,"OTDF","LN ALLEN1 - HORNLK 161 kV",null,"5ALLEN FP",360174,"5HORN LAKE%",337181,null,null,1]
[1343,"ALLHORFREXFR","MISO","RCF",3,null,"Contingent","EES","FREPT5","EES","FREPT5","500/1",null,208,208,208,208,208,208,208,208,"OTDF","XF FREPT5 500/1 kV",null,"FREPT5",334197,"FREPT5",334198,"FREPT5",334234,1]
[1343,"ALLHORFREXFR","MISO","RCF",3,null,"Contingent","EES","FREPT5","EES","FREPT5","500/1",null,208,208,208,208,208,208,208,208,"OTDF","XF FREPT5 500/1 kV",null,"FREPT5",334197,"FREPT5",334198,"6FREEPORT%",337162,1]
[1351,"NEWMADDELL","TVA","RCF",1,null,"Monitored","AECI","W_NEWMAD","EES","DELL",500,null,1422,1500,1422,1500,1422,1500,1648,1726,"PTDF","LN W_NEWMAD - DELL 500 kV",78,"8WNEWMADRID",301406,"8DELL%",338187,null,null,1]
[1353,"WEBRERICHARD","MISO","CFG",1,null,"Monitored","EES","WEB","EES","WELLS_E",500,null,1732,1732,1732,1732,1732,1732,1732,1732,"PTDF","LN WEB - WELLS_E 500 kV",null,"8WEBRE%",335500,"8WELLS%",335368,null,null,1]
[1357,"COULEWDOLSWS","MISO","RCF",2,null,"Monitored","EES","COUCH","EES","LEWISV",115,null,159,159,159,159,159,159,159,159,"OTDF","LN COUCH - LEWISV 115 kV",null,"3COUCH%",337502,"3LEWISVILLE#",338874,null,null,1]
[1357,"COULEWDOLSWS","MISO","RCF",2,null,"Contingent","CLEC","DOLET","CSWS","SWSHREV",345,null,159,159,159,159,159,159,159,159,"OTDF","LN DOLET - SWSHREV 345 kV",null,"DOLHILL7",500250,"SW SHV 7",507760,null,null,1]
[1361,"ELDMTOL_PTDF","MISO","RCF",1,"SWPP","Monitored","EES","EL_EHV","EES","MOLIVE",500,null,1732,1732,1732,1732,1732,1732,1732,1732,"PTDF","LN EL_EHV - MOLIVE 500 kV",null,"8EL DORADO%",337561,"8MT_OLIVE%",337368,null,null,1]
[1365,"WMPBHADELSHE","TVA","RCF",2,null,"Monitored","EES","WMPEHV","TVA","BHAM_STE",500,null,2143,2143,2143,2143,2143,2143,2143,2143,"OTDF","LN WMPEHV - BHAM_STE 500 kV",null,"8W.MEMPHIS%",338162,"8BHAM STEEL",360075,null,null,1]
[1365,"WMPBHADELSHE","TVA","RCF",2,null,"Contingent","EES","DELL","EES","SANSSU",500,null,2143,2143,2143,2143,2143,2143,2143,2143,"OTDF","LN DELL - SANSSU 500 kV",null,"8DELL%",338187,"8SANS SOUCI%",338188,null,null,1]
[1366,"NWMDLLMSHCUM","TVA","RCF",2,null,"Monitored","AECI","W_NEWMAD","EES","DELL",500,null,2088,2088,2088,2088,2088,2088,2088,2088,"OTDF","LN W_NEWMAD - DELL 500 kV",null,"8WNEWMADRID",301406,"8DELL%",338187,null,null,1]
[1366,"NWMDLLMSHCUM","TVA","RCF",2,null,"Contingent","TVA","MARSHA1","TVA","CUMBER1",500,null,2088,2088,2088,2088,2088,2088,2088,2088,"OTDF","LN MARSHA1 - CUMBER1 500 kV",null,"8MARSHALL KY",360015,"8CUMBERLAND",360040,null,null,1]
[1367,"NWMDLLMSHSHA","TVA","RCF",2,null,"Monitored","AECI","W_NEWMAD","EES","DELL",500,null,2088,2088,2088,2088,2088,2088,2088,2088,"OTDF","LN W_NEWMAD - DELL 500 kV",null,"8WNEWMADRID",301406,"8DELL%",338187,null,null,1]
[1367,"NWMDLLMSHSHA","TVA","RCF",2,null,"Contingent","TVA","SHAW","TVA","MARSHA1",500,null,2088,2088,2088,2088,2088,2088,2088,2088,"OTDF","LN SHAW - MARSHA1 500 kV",null,"8SHAWNEE FP",360001,"8MARSHALL KY",360015,null,null,1]
[1379,"GRIMTZGRIWAL","MISO","RCF",2,null,"Monitored","EES","GRI","EES","MTZ",138,null,206,206,206,206,206,206,206,206,"OTDF","LN GRI - MTZ 138 kV",null,"4GRIMES%",334026,"4MT.ZION",334060,null,null,1]
[1379,"GRIMTZGRIWAL","MISO","RCF",2,null,"Contingent","EES","GRI","EES","BNTWTR",138,null,206,206,206,206,206,206,206,206,"OTDF","LN GRI - BNTWTR 138 kV",null,"4GRIMES%",334026,"4BENTWATER!",334039,null,null,1]
[1383,"SHEMAGSHEELD","MISO","RCF",2,null,"Monitored","EES","SH_EHV","EES","MAGNET",500,null,2165,2165,2165,2165,2165,2165,2165,2165,"OTDF","LN SH_EHV - MAGNET 500 kV",null,"8SHERIDAN%",337643,"8MAGNETCOVE%",337763,null,null,1]
[1383,"SHEMAGSHEELD","MISO","RCF",2,null,"Contingent","EES","SH_EHV","EES","EL_EHV",500,null,2165,2165,2165,2165,2165,2165,2165,2165,"OTDF","LN SH_EHV - EL_EHV 500 kV",null,"8SHERIDAN%",337643,"8EL DORADO%",337561,null,null,1]
[1397,"DELSANWMPBHA","MISO","RCF",4,"MISO","Monitored","EES","DELL","EES","SANSSU",500,null,2546,2546,2546,2546,2546,2546,2546,2546,"OTDF","LN DELL - SANSSU 500 kV",null,"8DELL%",338187,"8SANS SOUCI%",338188,null,null,1]
[1397,"DELSANWMPBHA","MISO","RCF",4,"MISO","Contingent","TVA","BHAM_STE","TVA","FREPT7",500,null,2546,2546,2546,2546,2546,2546,2546,2546,"OTDF","LN BHAM_STE - FREPT7 500 kV",null,"8BHAM STEEL",360075,"8FREEPORT TN",360023,null,null,1]
[1397,"DELSANWMPBHA","MISO","RCF",4,"MISO","Contingent","EES","WMPEHV","TVA","BHAM_STE",500,null,2546,2546,2546,2546,2546,2546,2546,2546,"OTDF","LN WMPEHV - BHAM_STE 500 kV",null,"8W.MEMPHIS%",338162,"8BHAM STEEL",360075,null,null,1]
[1397,"DELSANWMPBHA","MISO","RCF",4,"MISO","Contingent","TVA","BHAM_STE","TVA","BHAM_STE","500/138",null,2546,2546,2546,2546,2546,2546,2546,2546,"OTDF","XF BHAM_STE 500/138 kV",null,"8BHAM STEEL",360075,"4BHAM STEEL",362745,null,null,1]
[1613,"VOLPHB__OTDF","TVA","RCF",1,null,"Monitored","TVA","VOLUNT1","TVA","PHIPP1",500,null,9999,9999,9999,9999,9999,9999,9999,9999,"PTDF","LN VOLUNT1 - PHIPP1 500 kV",120,"8VOLUNTEER",360097,"8PHIPPS B NP",360102,null,null,1]
[1620,"CBLDVSCBLJVL","TVA","RCF",2,"MISO","Monitored","TVA","CUMBER1","TVA","DAVIDS1",500,null,2813,2813,2598,2598,2813,2813,3118,3118,"OTDF","LN CUMBER1 - DAVIDS1 500 kV",null,"8CUMBERLAND",360040,"8DAVIDSON TN",360048,null,null,1]
[1620,"CBLDVSCBLJVL","TVA","RCF",2,"MISO","Contingent","TVA","CUMBER1","TVA","JVILLE1",500,null,2813,2813,2598,2598,2813,2813,3118,3118,"OTDF","LN CUMBER1 - JVILLE1 500 kV",null,"8CUMBERLAND",360040,"8JVILLE FP",360037,null,null,1]
[1621,"CUMJVICUMDAV","TVA","RCF",2,null,"Monitored","TVA","CUMBER1","TVA","JVILLE1",500,null,9999,9999,9999,9999,9999,9999,9999,9999,"OTDF","LN CUMBER1 - JVILLE1 500 kV",86,"8CUMBERLAND",360040,"8JVILLE FP",360037,null,null,1]
[1621,"CUMJVICUMDAV","TVA","RCF",2,null,"Contingent","TVA","CUMBER1","TVA","DAVIDS1",500,null,9999,9999,9999,9999,9999,9999,9999,9999,"OTDF","LN CUMBER1 - DAVIDS1 500 kV",86,"8CUMBERLAND",360040,"8DAVIDSON TN",360048,null,null,1]
[1634,"BLLVOLWBNVOL","TVA","RCF",2,null,"Monitored","TVA","VOLUNT1","TVA","BULLR1",500,null,9999,9999,9999,9999,9999,9999,9999,9999,"OTDF","LN VOLUNT1 - BULLR1 500 kV",110,"8VOLUNTEER",360097,"8BULL RUN FP",360093,null,null,1]
[1634,"BLLVOLWBNVOL","TVA","RCF",2,null,"Contingent","TVA","VOLUNT1","TVA","WBNP11",500,null,9999,9999,9999,9999,9999,9999,9999,9999,"OTDF","LN VOLUNT1 - WBNP11 500 kV",110,"8VOLUNTEER",360097,"8WBNP #1",360085,null,null,1]
[1644,"BLLVOL__PTDF","TVA","RCF",1,null,"Monitored","TVA","BULLR1","TVA","VOLUNT1",500,null,2598,2598,2598,2598,2598,2598,2598,2598,"PTDF","LN BULLR1 - VOLUNT1 500 kV",null,"8BULL RUN FP",360093,"8VOLUNTEER",360097,null,null,1]
[1648,"ESSIDAMADXFR","TVA","CFG",3,null,"Monitored","AECI","ESEX","AECI","IDALIA",161,null,367,367,351,351,367,367,398,398,"OTDF","LN ESEX - IDALIA 161 kV",119,"5ESSEX",300075,"IDALIA 5",505434,null,null,1]
[1648,"ESSIDAMADXFR","TVA","CFG",3,null,"Contingent","AECI","NEW_MAD","AECI","NEW_MAD","161/345",null,367,367,351,351,367,367,398,398,"OTDF","XF NEW_MAD 345/161 kV",119,"5NEWMAD",300103,"7NEWMAD",300046,null,null,3]
[1648,"ESSIDAMADXFR","TVA","CFG",3,null,"Contingent","AECI","NEW_MAD","AECI","NEW_MAD","161/345",null,367,367,351,351,367,367,398,398,"OTDF","XF NEW_MAD 345/161 kV",119,"5NEWMAD",300103,"7NEWMAD",300046,null,null,4]
[1666,"COOFAISTJCOO","TVA","RCF",2,null,"Monitored","NPPD","COOPER","AECI","FAIRPORT",345,null,1195,1195,1195,1195,1195,1195,1195,1195,"OTDF","LN COOPER - FAIRPORT 345 kV",4,"COOPER 3",640139,"7FAIRPT",300039,null,null,1]
[1666,"COOFAISTJCOO","TVA","RCF",2,null,"Contingent","NPPD","COOPER","MPS","ST_JOE",345,null,1195,1195,1195,1195,1195,1195,1195,1195,"OTDF","LN COOPER - ST_JOE 345 kV",4,"COOPER 3",640139,"ST JOE 3",541199,null,null,1]
[1667,"FAIGENFAICOO","TVA","RCF",4,null,"Monitored","AECI","FAIRPORT","AECI","GENTRY",161,null,232,232,232,232,232,232,232,232,"OTDF","LN FAIRPORT - GENTRY 161 kV",4,"5FAIRPT",300076,"5GENTRY",300073,null,null,1]
[1667,"FAIGENFAICOO","TVA","RCF",4,null,"Contingent","AECI","FAIRPORT","NPPD","COOPER",345,null,232,232,232,232,232,232,232,232,"OTDF","LN FAIRPORT - COOPER 345 kV",4,"7FAIRPT",300039,"COOPER 3",640139,null,null,1]
[1667,"FAIGENFAICOO","TVA","RCF",4,null,"Contingent","AECI","FAIRPORT","MPS","ST_JOE",345,null,232,232,232,232,232,232,232,232,"OTDF","LN FAIRPORT - ST_JOE 345 kV",4,"7FAIRPT",300039,"ST JOE 3",541199,null,null,1]
[1667,"FAIGENFAICOO","TVA","RCF",4,null,"Contingent","AECI","FAIRPORT","AECI","FAIRPORT","161/345",null,232,232,232,232,232,232,232,232,"OTDF","XF FAIRPORT 345/161 kV",4,"5FAIRPT",300076,"7FAIRPT",300039,null,null,3]
[1672,"NODGENFAIRXF","TVA","RCF",2,"MISO","Monitored","AECI","NODAWAY","AECI","GENTRY",161,null,234,234,222,222,234,234,243,243,"OTDF","LN NODAWAY - GENTRY 161 kV",null,"5NODWAY",300104,"5GENTRY",300073,null,null,1]
[1672,"NODGENFAIRXF","TVA","RCF",2,"MISO","Contingent","AECI","FAIRPORT","AECI","FAIRPORT","345/161",null,234,234,222,222,234,234,243,243,"OTDF","XF FAIRPORT 345/161 kV",null,"7FAIRPT",300039,"5FAIRPT",300076,null,null,3]
[1676,"FAIGENPLMSUB","TVA","RCF",2,null,"Monitored","AECI","FAIRPORT","AECI","GENTRY",161,null,232,232,232,232,232,232,232,232,"OTDF","LN FAIRPORT - GENTRY 161 kV",4,"5FAIRPT",300076,"5GENTRY",300073,null,null,1]
[1676,"FAIGENPLMSUB","TVA","RCF",2,null,"Contingent","AMRN","MYWD","AMRN","SUBT_UE",345,null,232,232,232,232,232,232,232,232,"OTDF","LN MYWD - SUBT_UE 345 kV",4,"4MARBHD N",347515,"SUB T 3",636645,null,null,1]
[1678,"ST_GOBLUTSTF","TVA","RCF",2,"MISO","Monitored","AECI","ST_FRAN","AECI","GOBKNOB",345,null,1065,1065,1065,1065,1065,1065,1065,1065,"OTDF","LN ST_FRAN - GOBKNOB 345 kV",4,"7STFRAN",300048,"7GOBKNOB",300054,null,null,1]
[1678,"ST_GOBLUTSTF","TVA","RCF",2,"MISO","Contingent","AMRN","LUTS","AMRN","STFR",345,null,1065,1065,1065,1065,1065,1065,1065,1065,"OTDF","LN LUTS - STFR 345 kV",4,"7LUTESVIL",344974,"7ST FRANC",345773,null,null,1]
[1679,"FREWEDLUTSTF","TVA","RCF",2,null,"Monitored","AMRN","HRTG","AMRN","FRDA_TAP",161,null,317,317,317,317,317,317,317,317,"OTDF","LN HRTG - FRDA_TAP 161 kV",4,"5HERITAGE",345976,"5FREDTN",300079,null,null,1]
[1679,"FREWEDLUTSTF","TVA","RCF",2,null,"Contingent","AMRN","LUTS","AMRN","STFR",345,null,317,317,317,317,317,317,317,317,"OTDF","LN LUTS - STFR 345 kV",4,"7LUTESVIL",344974,"7ST FRANC",345773,null,null,1]
[1680,"ST_GOBSANSHE","TVA","RCF",2,null,"Monitored","AECI","ST_FRAN","AECI","GOBKNOB",345,null,1065,1065,1065,1065,1065,1065,1065,1065,"OTDF","LN ST_FRAN - GOBKNOB 345 kV",4,"7STFRAN",300048,"7GOBKNOB",300054,null,null,1]
[1680,"ST_GOBSANSHE","TVA","RCF",2,null,"Contingent","EES","DRIVER","TVA","SHELBYTV",500,null,1065,1065,1065,1065,1065,1065,1065,1065,"OTDF","LN DRIVER - SHELBYTV 500 kV",4,"8DRIVER%",338198,"8SHELBY TN",360021,null,null,1]
[1682,"ESEESEESELUT","TVA","RCF",2,null,"Monitored","AECI","ESEX","AECI","ESEX","345/161",null,392,392,392,392,392,392,392,392,"OTDF","XF ESEX 345/161 kV",4,"7ESSEX",300038,"5ESSEX",300075,null,null,2]
[1682,"ESEESEESELUT","TVA","RCF",2,null,"Contingent","AECI","ESEX","AMRN","LUTS",345,null,392,392,392,392,392,392,392,392,"OTDF","LN ESEX - LUTS 345 kV",4,"7ESSEX",300038,"7LUTESVIL",344974,null,null,1]
[1684,"FAIXFRIATSTR","TVA","RCF",2,"MISO","Monitored","AECI","FAIRPORT","AECI","FAIRPORT","345/161",null,606,606,606,606,606,606,606,606,"OTDF","XF FAIRPORT 345/161 kV",null,"7FAIRPT",300039,"5FAIRPT",300076,null,null,3]
[1684,"FAIXFRIATSTR","TVA","RCF",2,"MISO","Contingent","KCPL","IATAN","WR","STRA",345,null,606,606,606,606,606,606,606,606,"OTDF","LN IATAN - STRA 345 kV",null,"IATAN  7",542982,"STRANGR7",532772,null,null,1]
[1689,"HUBHUBMRGBRO","TVA","RCF",2,null,"Monitored","AECI","HUBEN","AECI","HUBEN","345/161",null,392,392,392,392,392,392,392,392,"OTDF","XF HUBEN 345/161 kV",4,"7HUBEN",300042,"5HUBEN",300088,null,null,1]
[1689,"HUBHUBMRGBRO","TVA","RCF",2,null,"Contingent","AECI","MRGN_345","AECI","BROOK_LN",345,null,392,392,392,392,392,392,392,392,"OTDF","LN MRGN_345 - BROOK_LN 345 kV",4,"7MORGAN",300045,"BROOKLINE  7",549984,null,null,1]
[1690,"LUTESEMARCUM","TVA","RCF",2,null,"Monitored","AMRN","LUTS","AECI","ESEX",345,null,1359,1359,1359,1359,1359,1359,1359,1359,"OTDF","LN LUTS - ESEX 345 kV",4,"7LUTESVIL",344974,"7ESSEX",300038,null,null,1]
[1690,"LUTESEMARCUM","TVA","RCF",2,null,"Contingent","TVA","MARSHA1","TVA","CUMBER1",500,null,1359,1359,1359,1359,1359,1359,1359,1359,"OTDF","LN MARSHA1 - CUMBER1 500 kV",4,"8MARSHALL KY",360015,"8CUMBERLAND",360040,null,null,1]
[1692,"TRUCLISIBOVE","TVA","RCF",2,"MISO","Monitored","SPA","TRUM_SPA","AECI","CLINTON",161,null,223,223,223,223,223,223,223,223,"OTDF","LN TRUM_SPA - CLINTON 161 kV",9,"TRUMAN 5",505502,"5CLINTN",300071,null,null,1]
[1692,"TRUCLISIBOVE","TVA","RCF",2,"MISO","Contingent","AMRN","OVER","KCPL","SIBL_KCP",345,null,223,223,223,223,223,223,223,223,"OTDF","LN OVER - SIBL_KCP 345 kV",9,"7OVERTON",345408,null,null,null,null,1]
[1695,"ST_GOBARKFTS","TVA","RCF",2,null,"Monitored","AECI","ST_FRAN","AECI","GOBKNOB",345,null,1065,1065,1065,1065,1065,1065,1065,1065,"OTDF","LN ST_FRAN - GOBKNOB 345 kV",4,"7STFRAN",300048,"7GOBKNOB",300054,null,null,1]
[1695,"ST_GOBARKFTS","TVA","RCF",2,null,"Contingent","EES","ARK_NU","OKGE","FTSMTH",500,null,1065,1065,1065,1065,1065,1065,1065,1065,"OTDF","LN ARK_NU - FTSMTH 500 kV",4,"8ANO%",337909,"FTSMITH8",515305,null,null,1]
[1697,"FARPXFMARNOD","TVA","RCF",2,null,"Monitored","AECI","FAIRPORT","AECI","FAIRPORT","345/161",null,606,606,606,606,606,606,696,696,"OTDF","XF FAIRPORT 345/161 kV",null,"7FAIRPT",300039,"5FAIRPT",300076,null,null,3]
[1697,"FARPXFMARNOD","TVA","RCF",2,null,"Contingent","AECI","MARYVIL","AECI","NODAWAY",161,null,606,606,606,606,606,606,696,696,"OTDF","LN MARYVIL - NODAWAY 161 kV",null,"5MARYVL",300097,"5NODWAY",300104,null,null,1]
[1900,"SUMHRSBULHIL","MISO","RCF",4,null,"Monitored","EES","SUMMIT_E","EES","HRSN_E",161,null,161,161,161,161,161,161,161,161,"OTDF","LN SUMMIT_E - HRSN_E 161 kV",3.1,"5SUMMIT",338121,"5HARRISON.E!",338104,null,null,1]
[1900,"SUMHRSBULHIL","MISO","RCF",4,null,"Contingent","AECI","CLEVCOV","AECI","SLEDHL",161,null,161,161,161,161,161,161,161,161,"OTDF","LN CLEVCOV - SLEDHL 161 kV",3.1,"5CLEVCOV",300718,"5LEAD HL",338120,null,null,1]
[1900,"SUMHRSBULHIL","MISO","RCF",4,null,"Contingent","AECI","SLEDHL","SPA","BULL_SHL",161,null,161,161,161,161,161,161,161,161,"OTDF","LN SLEDHL - BULL_SHL 161 kV",3.1,"5LEAD HL",338120,"BULL SH W5",505461,null,null,1]
[1900,"SUMHRSBULHIL","MISO","RCF",4,null,"Contingent","AECI","TABLE_RK","AECI","CLEVCOV",161,null,161,161,161,161,161,161,161,161,"OTDF","LN TABLE_RK - CLEVCOV 161 kV",3.1,"TABLE R5",505472,"5CLEVCOV",300718,null,null,1]
[1914,"WHBKEOSHEMAB","MISO","RCF",2,"SWPP","Monitored","EES","WH_BLF","EES","KEO",500,null,2165,2165,2165,2165,2165,2165,2165,2165,"OTDF","LN WH_BLF - KEO 500 kV",null,"8WHT BLUFF%",337651,"8KEO%",337957,null,null,1]
[1914,"WHBKEOSHEMAB","MISO","RCF",2,"SWPP","Contingent","EES","SH_EHV","EES","MABELV",500,null,2165,2165,2165,2165,2165,2165,2165,2165,"OTDF","LN SH_EHV - MABELV 500 kV",null,"8SHERIDAN%",337643,"8MABELVALE%",337808,null,null,1]
[1964,"HORALLFREXFR","MISO","RCF",3,null,"Monitored","EES","HORNLK","TVA","ALLEN1",161,null,220,220,220,220,220,220,220,220,"OTDF","LN HORNLK - ALLEN1 161 kV",null,"5HORN LAKE%",337181,"5ALLEN FP",360174,null,null,1]
[1964,"HORALLFREXFR","MISO","RCF",3,null,"Contingent","EES","FREPT5","EES","FREPT5","1/500",null,220,220,220,220,220,220,220,220,"OTDF","XF FREPT5 500/1 kV",null,"FREPT5",334198,"FREPT5",334197,"FREPT5",334234,1]
[1964,"HORALLFREXFR","MISO","RCF",3,null,"Contingent","EES","FREPT5","EES","FREPT5","1/500",null,220,220,220,220,220,220,220,220,"OTDF","XF FREPT5 500/1 kV",null,"FREPT5",334198,"FREPT5",334197,"6FREEPORT%",337162,1]
[1967,"ANOPLHANOMAB","MISO","RCF",2,"MISO","Monitored","EES","ARK_NU","EES","PLS_HL",500,null,1732,1732,1732,1732,1732,1732,1732,1732,"OTDF","LN ARK_NU - PLS_HL 500 kV",null,"8ANO%",337909,"8P.HILL%",337922,null,null,1]
[1967,"ANOPLHANOMAB","MISO","RCF",2,"MISO","Contingent","EES","ARK_NU","EES","MABELV",500,null,1732,1732,1732,1732,1732,1732,1732,1732,"OTDF","LN ARK_NU - MABELV 500 kV",null,"8ANO%",337909,"8MABELVALE%",337808,null,null,1]
[1968,"BAXRAYGRAFRA","MISO","RCF",2,null,"Monitored","EES","B_WLSN","EES","RBEHV",500,null,2598,2598,2598,2598,2598,2598,2598,2598,"OTDF","LN B_WLSN - RBEHV 500 kV",null,"8BXTRWILSON%",336830,"8R.BRASWELL%",336839,null,null,1]
[1968,"BAXRAYGRAFRA","MISO","RCF",2,null,"Contingent","EES","G_GULF","EES","FRKLIN",500,null,2598,2598,2598,2598,2598,2598,2598,2598,"OTDF","LN G_GULF - FRKLIN 500 kV",null,"G_GULF",336820,"8FRANKLIN%",336562,null,null,1]
[1969,"RINSAIDOLSWS","MISO","RCF",2,null,"Monitored","EES","RINGOL","EES","SAILES",115,null,115,115,115,115,115,115,115,115,"OTDF","LN RINGOL - SAILES 115 kV",null,"3RINGGOLD_LA",337352,"3SAILES!",337351,null,null,1]
[1969,"RINSAIDOLSWS","MISO","RCF",2,null,"Contingent","CLEC","DOLET","CSWS","SWSHREV",345,null,115,115,115,115,115,115,115,115,"OTDF","LN DOLET - SWSHREV 345 kV",null,"DOLHILL7",500250,"SW SHV 7",507760,null,null,1]
[1971,"MCAXFRCHO8CL","MISO","RCF",3,null,"Monitored","EES","MCADMS","EES","MCADMS","500/1",null,561,561,561,561,561,561,561,561,"OTDF","XF MCADMS 500/1 kV",null,"8MCADAMS%",337009,"MCADMS",334403,"MCADMS",334404,1]
[1971,"MCAXFRCHO8CL","MISO","RCF",3,null,"Monitored","EES","MCADMS","EES","MCADMS","500/1",null,561,561,561,561,561,561,561,561,"OTDF","XF MCADMS 500/1 kV",null,"8MCADAMS%",337009,"MCADMS",334403,"6MCADAMS%",337000,1]
[1971,"MCAXFRCHO8CL","MISO","RCF",3,null,"Contingent","TVA","CHOCTAW","TVA","8CLAY",500,null,561,561,561,561,561,561,561,561,"OTDF","LN CHOCTAW - 8CLAY 500 kV",null,"8CHOCTAW MS",360654,"8CLAY",360688,null,null,1]
[1973,"RUSERUANOFTS","MISO","RCF",2,null,"Monitored","EES","RUSL_E","EES","RUSL_S",161,null,446,446,446,446,446,446,446,446,"OTDF","LN RUSL_E - RUSL_S 161 kV",null,"5RUSSELVL.E!",337905,"5RUSSELVL.S",337904,null,null,1]
[1973,"RUSERUANOFTS","MISO","RCF",2,null,"Contingent","EES","ARK_NU","OKGE","FTSMTH",500,null,446,446,446,446,446,446,446,446,"OTDF","LN ARK_NU - FTSMTH 500 kV",null,"8ANO%",337909,"FTSMITH8",515305,null,null,1]
[2286,"BURMUNDUMWIL","PJM","RCF",2,null,"Monitored","CE","BURNHAM","NIPS","MUNSTER",345,null,1195,1195,1195,1195,1195,1195,1195,1195,"OTDF","LN BURNHAM - MUNSTER 345 kV",null,"BURNHAM  ; B",270674,"17MUNSTER",255109,null,null,1]
[2286,"BURMUNDUMWIL","PJM","RCF",2,null,"Contingent","CE","WILTON00","AEP","DUMONT",765,null,1195,1195,1195,1195,1195,1195,1195,1195,"OTDF","LN WILTON00 - DUMONT 765 kV",null,"WILTON   ;",270644,"05DUMONT",243206,null,null,1]
[2299,"DUMSTLDUMWIL","PJM","RCF",2,null,"Monitored","AEP","DUMONT","NIPS","STILLWEL",345,null,9999,9999,9999,9999,9999,9999,9999,9999,"OTDF","LN DUMONT - STILLWEL 345 kV",70,"05DUMONT",243219,"17STILLWELL",255113,null,null,1]
[2299,"DUMSTLDUMWIL","PJM","RCF",2,null,"Contingent","AEP","DUMONT","CE","WILTON00",765,null,9999,9999,9999,9999,9999,9999,9999,9999,"OTDF","LN DUMONT - WILTON00 765 kV",70,"05DUMONT",243206,"WILTON   ;",270644,null,null,1]
[2428,"CRESTJMUNBUR","PJM","RCF",2,null,"Monitored","CE","CRETE_EC","NIPS","ST_JOHN",345,null,1399,1399,1399,1399,1399,1399,1557,1557,"OTDF","LN CRETE_EC - ST_JOHN 345 kV",null,"CRETE EC ;BP",274750,"17STJOHN",255112,null,null,1]
[2428,"CRESTJMUNBUR","PJM","RCF",2,null,"Contingent","CE","BURNHAM","NIPS","MUNSTER",345,null,1399,1399,1399,1399,1399,1399,1557,1557,"OTDF","LN BURNHAM - MUNSTER 345 kV",null,"BURNHAM  ; B",270674,"17MUNSTER",255109,null,null,1]
[2429,"CRESTJSHEBUR","PJM","RCF",2,"MISO","Monitored","CE","CRETE_EC","NIPS","ST_JOHN",345,null,1399,1399,1399,1399,1399,1399,1557,1557,"OTDF","LN CRETE_EC - ST_JOHN 345 kV",null,"CRETE EC ;BP",274750,"17STJOHN",255112,null,null,1]
[2429,"CRESTJSHEBUR","PJM","RCF",2,"MISO","Contingent","CE","BURNHAM","NIPS","SHEFFLD2",345,null,1399,1399,1399,1399,1399,1399,1557,1557,"OTDF","LN BURNHAM - SHEFFLD2 345 kV",null,"BURNHAM  ; B",270674,"17SHEFFIELD",255111,null,null,1]
[2430,"CRESTJMULTI1","PJM","RCF",3,null,"Monitored","CE","CRETE_EC","NIPS","ST_JOHN",345,null,1399,1399,1399,1399,1399,1399,1557,1557,"OTDF","LN CRETE_EC - ST_JOHN 345 kV",null,"CRETE EC ;BP",274750,"17STJOHN",255112,null,null,1]
[2430,"CRESTJMULTI1","PJM","RCF",3,null,"Contingent","AEP","DUMONT","CE","WILTON00",765,null,1399,1399,1399,1399,1399,1399,1557,1557,"OTDF","LN DUMONT - WILTON00 765 kV",null,"05DUMONT",243206,"WILTON   ;",270644,null,null,1]
[2430,"CRESTJMULTI1","PJM","RCF",3,null,"Contingent","NIPS","MUNSTER","CE","BURNHAM",345,null,1399,1399,1399,1399,1399,1399,1557,1557,"OTDF","LN MUNSTER - BURNHAM 345 kV",null,"17MUNSTER",255109,"BURNHAM  ; B",270674,null,null,1]
[2431,"CRESTJMULTI2","PJM","RCF",3,"MISO","Monitored","CE","CRETE_EC","NIPS","ST_JOHN",345,null,1399,1399,1399,1399,1399,1399,1557,1557,"OTDF","LN CRETE_EC - ST_JOHN 345 kV",null,"CRETE EC ;BP",274750,"17STJOHN",255112,null,null,1]
[2431,"CRESTJMULTI2","PJM","RCF",3,"MISO","Contingent","AEP","DUMONT","CE","WILTON00",765,null,1399,1399,1399,1399,1399,1399,1557,1557,"OTDF","LN DUMONT - WILTON00 765 kV",null,"05DUMONT",243206,"WILTON   ;",270644,null,null,1]
[2431,"CRESTJMULTI2","PJM","RCF",3,"MISO","Contingent","NIPS","SHEFFLD2","CE","BURNHAM",345,null,1399,1399,1399,1399,1399,1399,1557,1557,"OTDF","LN SHEFFLD2 - BURNHAM 345 kV",null,"17SHEFFIELD",255111,"BURNHAM  ; B",270674,null,null,1]
[2432,"CRESTJMULTI3","PJM","RCF",5,null,"Monitored","CE","CRETE_EC","NIPS","ST_JOHN",345,null,1399,1399,1399,1399,1399,1399,1557,1557,"OTDF","LN CRETE_EC - ST_JOHN 345 kV",null,"CRETE EC ;BP",274750,"17STJOHN",255112,null,null,1]
[2432,"CRESTJMULTI3","PJM","RCF",5,null,"Contingent","CE","COLLINS1","CE","WILTON00",765,null,1399,1399,1399,1399,1399,1399,1557,1557,"OTDF","LN COLLINS1 - WILTON00 765 kV",null,"COLLINS  ;",270607,"WILTON   ;",270644,null,null,1]
[2432,"CRESTJMULTI3","PJM","RCF",5,null,"Contingent","AEP","DUMONT","CE","WILTON00",765,null,1399,1399,1399,1399,1399,1399,1557,1557,"OTDF","LN DUMONT - WILTON00 765 kV",null,"05DUMONT",243206,"WILTON   ;",270644,null,null,1]
[2432,"CRESTJMULTI3","PJM","RCF",5,null,"Contingent","CE","WILTON00","CE","WILTON00","765/1",null,1399,1399,1399,1399,1399,1399,1557,1557,"OTDF","XF WILTON00 765/1 kV",null,"WILTON   ;",270644,null,0,"WILTON   ; B",270926,3]
[2436,"CRESTJMULTI4","PJM","RCF",3,"MISO","Monitored","CE","CRETE_EC","NIPS","ST_JOHN",345,null,1399,1399,1399,1399,1399,1399,1557,1557,"OTDF","LN CRETE_EC - ST_JOHN 345 kV",null,"CRETE EC ;BP",274750,"17STJOHN",255112,null,null,1]
[2436,"CRESTJMULTI4","PJM","RCF",3,"MISO","Contingent","AEP","DUMONT","CE","WILTON00",765,null,1399,1399,1399,1399,1399,1399,1557,1557,"OTDF","LN DUMONT - WILTON00 765 kV",null,"05DUMONT",243206,"WILTON   ;",270644,null,null,1]
[2436,"CRESTJMULTI4","PJM","RCF",3,"MISO","Contingent","CE","STATELIN","NIPS","WOLFLAKE",138,null,1399,1399,1399,1399,1399,1399,1557,1557,"OTDF","LN STATELIN - WOLFLAKE 138 kV",null,"STATELINE; B",272502,"17WOLF_LAKE",255190,null,null,1]
[2438,"CRESTJMULTI5","PJM","RCF",3,null,"Monitored","CE","CRETE_EC","NIPS","ST_JOHN",345,null,1399,1399,1399,1399,1399,1399,1557,1557,"OTDF","LN CRETE_EC - ST_JOHN 345 kV",null,"CRETE EC ;BP",274750,"17STJOHN",255112,null,null,1]
[2438,"CRESTJMULTI5","PJM","RCF",3,null,"Contingent","AEP","DUMONT","CE","WILTON00",765,null,1399,1399,1399,1399,1399,1399,1557,1557,"OTDF","LN DUMONT - WILTON00 765 kV",null,"05DUMONT",243206,"WILTON   ;",270644,null,null,1]
[2438,"CRESTJMULTI5","PJM","RCF",3,null,"Contingent","NIPS","SHEFFLD2","CE","BURNHAM",345,null,1399,1399,1399,1399,1399,1399,1557,1557,"OTDF","LN SHEFFLD2 - BURNHAM 345 kV",null,"17SHEFFIELD",255111,"BURNHAM  ; B",270674,null,null,1]
[2600,"WMPBHAINDDEL","TVA","RCF",2,null,"Monitored","EES","WMPEHV","TVA","BHAM_STE",500,null,2250,2250,2119,2119,2250,2250,2546,2546,"OTDF","LN WMPEHV - BHAM_STE 500 kV",87,"8W.MEMPHIS%",338162,"8BHAM STEEL",360075,null,null,1]
[2600,"WMPBHAINDDEL","TVA","RCF",2,null,"Contingent","EES","INDEP2","EES","DELL",500,null,2250,2250,2119,2119,2250,2250,2546,2546,"OTDF","LN INDEP2 - DELL 500 kV",87,"8ISES%",338145,"8DELL%",338187,null,null,1]
[2601,"WMPBHASANSHE","TVA","RCF",2,"MISO","Monitored","EES","WMPEHV","TVA","BHAM_STE",500,null,2143,2250,2119,2119,2143,2250,2143,2546,"OTDF","LN WMPEHV - BHAM_STE 500 kV",90,"8W.MEMPHIS%",338162,"8BHAM STEEL",360075,null,null,1]
[2601,"WMPBHASANSHE","TVA","RCF",2,"MISO","Contingent","EES","DRIVER","TVA","SHELBYTV",500,null,2143,2250,2119,2119,2143,2250,2143,2546,"OTDF","LN DRIVER - SHELBYTV 500 kV",90,"8DRIVER%",338198,"8SHELBY TN",360021,null,null,1]
[2602,"BHAFREINDDEL","TVA","RCF",2,"MISO","Monitored","TVA","BHAM_STE","TVA","FREPT7",500,null,2250,2250,2119,2119,2250,2250,2598,2598,"OTDF","LN BHAM_STE - FREPT7 500 kV",89,"8BHAM STEEL",360075,"8FREEPORT TN",360023,null,null,1]
[2602,"BHAFREINDDEL","TVA","RCF",2,"MISO","Contingent","EES","INDEP2","EES","DELL",500,null,2250,2250,2119,2119,2250,2250,2598,2598,"OTDF","LN INDEP2 - DELL 500 kV",89,"8ISES%",338145,"8DELL%",338187,null,null,1]
[2603,"RELFREWOLFRE","TVA","RCF",2,null,"Monitored","TVA","RELIANT","TVA","FRENCHCP",500,null,1732,1732,1732,1732,1732,1732,1732,1732,"OTDF","LN RELIANT - FRENCHCP 500 kV",51,"8RELIANT CC",360653,"8FRENCH CAMP",360631,null,null,1]
[2603,"RELFREWOLFRE","TVA","RCF",2,null,"Contingent","EES","WOLFCX","TVA","FRENCHCP",500,null,1732,1732,1732,1732,1732,1732,1732,1732,"OTDF","LN WOLFCX - FRENCHCP 500 kV",51,"8WOLFCREEK%",337010,"8FRENCH CAMP",360631,null,null,1]
[2604,"FRERELWOLFRE","TVA","RCF",2,null,"Monitored","TVA","FRENCHCP","TVA","RELIANT",500,null,1732,1732,1732,1732,1732,1732,1732,1732,"OTDF","LN FRENCHCP - RELIANT 500 kV",51,"8FRENCH CAMP",360631,"8RELIANT CC",360653,null,null,1]
[2604,"FRERELWOLFRE","TVA","RCF",2,null,"Contingent","TVA","FRENCHCP","EES","WOLFCX",500,null,1732,1732,1732,1732,1732,1732,1732,1732,"OTDF","LN FRENCHCP - WOLFCX 500 kV",51,"8FRENCH CAMP",360631,"8WOLFCREEK%",337010,null,null,1]
[2605,"RELWOLWOLFRE","TVA","RCF",2,null,"Monitored","TVA","RELIANT","EES","WOLFCX",500,null,2595,2595,2595,2595,2595,2595,2595,2595,"OTDF","LN RELIANT - WOLFCX 500 kV",77,"8RELIANT CC",360653,"8WOLFCREEK%",337010,null,null,1]
[2605,"RELWOLWOLFRE","TVA","RCF",2,null,"Contingent","TVA","FRENCHCP","EES","WOLFCX",500,null,2595,2595,2595,2595,2595,2595,2595,2595,"OTDF","LN FRENCHCP - WOLFCX 500 kV",77,"8FRENCH CAMP",360631,"8WOLFCREEK%",337010,null,null,1]
[2606,"WOLRELWOLFRE","TVA","RCF",2,"MISO","Monitored","EES","WOLFCX","TVA","RELIANT",500,null,2595,2595,2595,2595,2595,2595,2595,2595,"OTDF","LN WOLFCX - RELIANT 500 kV",77,"8WOLFCREEK%",337010,"8RELIANT CC",360653,null,null,1]
[2606,"WOLRELWOLFRE","TVA","RCF",2,"MISO","Contingent","EES","WOLFCX","TVA","FRENCHCP",500,null,2595,2595,2595,2595,2595,2595,2595,2595,"OTDF","LN WOLFCX - FRENCHCP 500 kV",77,"8WOLFCREEK%",337010,"8FRENCH CAMP",360631,null,null,1]
[2607,"FRECHOWMPBHA","TVA","RCF",2,"MISO","Monitored","TVA","FRENCHCP","TVA","CHOCTAW",500,null,2479,2479,2119,2119,2479,2479,2598,2598,"OTDF","LN FRENCHCP - CHOCTAW 500 kV",83,"8FRENCH CAMP",360631,"8CHOCTAW MS",360654,null,null,1]
[2607,"FRECHOWMPBHA","TVA","RCF",2,"MISO","Contingent","EES","WMPEHV","TVA","BHAM_STE",500,null,2479,2479,2119,2119,2479,2479,2598,2598,"OTDF","LN WMPEHV - BHAM_STE 500 kV",83,"8W.MEMPHIS%",338162,"8BHAM STEEL",360075,null,null,1]
[2608,"WIDSNPMAUBFN","TVA","RCF",2,null,"Monitored","TVA","WIDCR1","TVA","SNP1",500,null,1732,1732,1732,1732,1732,1732,1732,1732,"OTDF","LN WIDCR1 - SNP1 500 kV",91,"8WID CRK FP",360065,"8SEQUOYAH NP",360081,null,null,1]
[2608,"WIDSNPMAUBFN","TVA","RCF",2,null,"Contingent","TVA","BFNP1","TVA","MAURY1",500,null,1732,1732,1732,1732,1732,1732,1732,1732,"OTDF","LN BFNP1 - MAURY1 500 kV",91,"8BR FERRY NP",360052,"8MAURY TN",360050,null,null,1]
[2609,"8CLW-P8CL8CL","TVA","RCF",2,null,"Monitored","TVA","8CLAY","TVA","W-PONT",500,null,1732,1732,1732,1732,1732,1732,1732,1732,"OTDF","LN 8CLAY - W-PONT 500 kV",55,"8CLAY",360688,"8WEST POINT",360035,null,null,2]
[2609,"8CLW-P8CL8CL","TVA","RCF",2,null,"Contingent","TVA","8CLAY","TVA","8CLAY","500/161",null,1732,1732,1732,1732,1732,1732,1732,1732,"OTDF","XF 8CLAY 500/161 kV",55,"8CLAY",360688,"5CLAY",360689,null,null,1]
[2610,"8CLW-PBHAFRE","TVA","RCF",2,null,"Monitored","TVA","8CLAY","TVA","W-PONT",500,null,1732,1732,1732,1732,1732,1732,1732,1732,"OTDF","LN 8CLAY - W-PONT 500 kV",52,"8CLAY",360688,"8WEST POINT",360035,null,null,2]
[2610,"8CLW-PBHAFRE","TVA","RCF",2,null,"Contingent","TVA","BHAM_STE","TVA","FREPT7",500,null,1732,1732,1732,1732,1732,1732,1732,1732,"OTDF","LN BHAM_STE - FREPT7 500 kV",52,"8BHAM STEEL",360075,"8FREEPORT TN",360023,null,null,1]
[2611,"FREFREFRECOR","TVA","RCF",2,null,"Monitored","TVA","FREPT7","TVA","FREPT7","500/161",null,1394,1394,1394,1394,1394,1394,1394,1394,"OTDF","XF FREPT7 500/161 kV",46,"8FREEPORT TN",360023,"5FREEPORT #2",360725,null,null,1]
[2611,"FREFREFRECOR","TVA","RCF",2,null,"Contingent","TVA","FREPT7","TVA","CORDOV1",500,null,1394,1394,1394,1394,1394,1394,1394,1394,"OTDF","LN FREPT7 - CORDOV1 500 kV",46,"8FREEPORT TN",360023,"8CORDOVA TN",360025,null,null,1]
[2612,"FRECORINDDEL","TVA","RCF",2,null,"Monitored","TVA","FREPT7","TVA","CORDOV1",500,null,1680,1732,1680,1732,1680,1732,1680,1732,"OTDF","LN FREPT7 - CORDOV1 500 kV",56,"8FREEPORT TN",360023,"8CORDOVA TN",360025,null,null,1]
[2612,"FRECORINDDEL","TVA","RCF",2,null,"Contingent","EES","INDEP2","EES","DELL",500,null,1680,1732,1680,1732,1680,1732,1680,1732,"OTDF","LN INDEP2 - DELL 500 kV",56,"8ISES%",338145,"8DELL%",338187,null,null,1]
[2613,"FRECORMCAWOL","TVA","RCF",2,null,"Monitored","TVA","FREPT7","TVA","CORDOV1",500,null,1732,1732,1732,1732,1732,1732,1732,1732,"OTDF","LN FREPT7 - CORDOV1 500 kV",55,"8FREEPORT TN",360023,"8CORDOVA TN",360025,null,null,1]
[2613,"FRECORMCAWOL","TVA","RCF",2,null,"Contingent","EES","MCADMS","EES","WOLFCX",500,null,1732,1732,1732,1732,1732,1732,1732,1732,"OTDF","LN MCADMS - WOLFCX 500 kV",55,"8MCADAMS%",337009,"8WOLFCREEK%",337010,null,null,1]
[2614,"BULVOLVOLWBN","TVA","RCF",2,null,"Monitored","TVA","BULLR1","TVA","VOLUNT1",500,null,2517,2598,2517,2598,2517,2598,2517,2598,"OTDF","LN BULLR1 - VOLUNT1 500 kV",144,"8BULL RUN FP",360093,"8VOLUNTEER",360097,null,null,1]
[2614,"BULVOLVOLWBN","TVA","RCF",2,null,"Contingent","TVA","WBNP11","TVA","VOLUNT1",500,null,2517,2598,2517,2598,2517,2598,2517,2598,"OTDF","LN WBNP11 - VOLUNT1 500 kV",144,"8WBNP #1",360085,"8VOLUNTEER",360097,null,null,1]
[2615,"W-P8CLFCYRVB","TVA","RCF",2,null,"Monitored","TVA","W-PONT","TVA","8CLAY",500,null,1732,1732,1732,1732,1732,1732,1732,1732,"OTDF","LN W-PONT - 8CLAY 500 kV",52,"8WEST POINT",360035,"8CLAY",360688,null,null,2]
[2615,"W-P8CLFCYRVB","TVA","RCF",2,null,"Contingent","EES","RVB","EES","FCY",230,null,1732,1732,1732,1732,1732,1732,1732,1732,"OTDF","LN RVB - FCY 230 kV",52,"6RIVER_BEND",335830,"FCY",334191,null,null,1]
[2616,"W-P8CLDANDAN","TVA","RCF",2,null,"Monitored","TVA","W-PONT","TVA","8CLAY",500,null,1640,1732,1640,1732,1640,1732,1640,1732,"OTDF","LN W-PONT - 8CLAY 500 kV",52,"8WEST POINT",360035,"8CLAY",360688,null,null,2]
[2616,"W-P8CLDANDAN","TVA","RCF",2,null,"Contingent","SOUC","DANIE","SOUC","DANIE","230/500",null,1640,1732,1640,1732,1640,1732,1640,1732,"OTDF","XF DANIE 500/230 kV",52,"6DANIEL",388702,"8DANIEL",388700,null,null,1]
[2617,"MILLOWW-PBFN","TVA","RCF",2,null,"Monitored","SOUC","MILLER1","TVA","LOWNDE1",500,null,1732,2598,1732,2598,1732,2598,1732,2598,"OTDF","LN MILLER1 - LOWNDE1 500 kV",83,"8MILLER8",384157,"8LOWNDES MS",360030,null,null,1]
[2617,"MILLOWW-PBFN","TVA","RCF",2,null,"Contingent","TVA","BFNP1","TVA","W-PONT",500,null,1732,2598,1732,2598,1732,2598,1732,2598,"OTDF","LN BFNP1 - W-PONT 500 kV",83,"8BR FERRY NP",360052,"8WEST POINT",360035,null,null,1]
[2618,"CHOFREFCYRVB","TVA","RCF",2,null,"Monitored","TVA","CHOCTAW","TVA","FRENCHCP",500,null,2479,2479,2119,2119,2479,2479,2598,2598,"OTDF","LN CHOCTAW - FRENCHCP 500 kV",85,"8CHOCTAW MS",360654,"8FRENCH CAMP",360631,null,null,1]
[2618,"CHOFREFCYRVB","TVA","RCF",2,null,"Contingent","EES","RVB","EES","FCY",230,null,2479,2479,2119,2119,2479,2479,2598,2598,"OTDF","LN RVB - FCY 230 kV",85,"6RIVER_BEND",335830,"FCY",334191,null,null,1]
[2619,"CORFRECHO8CL","TVA","RCF",2,null,"Monitored","TVA","CORDOV1","TVA","FREPT7",500,null,1675,1732,1675,1732,1675,1732,1675,1732,"OTDF","LN CORDOV1 - FREPT7 500 kV",58,"8CORDOVA TN",360025,"8FREEPORT TN",360023,null,null,1]
[2619,"CORFRECHO8CL","TVA","RCF",2,null,"Contingent","TVA","8CLAY","TVA","CHOCTAW",500,null,1675,1732,1675,1732,1675,1732,1675,1732,"OTDF","LN 8CLAY - CHOCTAW 500 kV",58,"8CLAY",360688,"8CHOCTAW MS",360654,null,null,1]
[2620,"SHAMARNEWDEL","TVA","RCF",2,null,"Monitored","TVA","SHAW","TVA","MARSHA1",500,null,1347,1732,1347,1732,1347,1732,1347,1732,"OTDF","LN SHAW - MARSHA1 500 kV",62,"8SHAWNEE FP",360001,"8MARSHALL KY",360015,null,null,1]
[2620,"SHAMARNEWDEL","TVA","RCF",2,null,"Contingent","AECI","W_NEWMAD","EES","DELL",500,null,1347,1732,1347,1732,1347,1732,1347,1732,"OTDF","LN W_NEWMAD - DELL 500 kV",62,"8WNEWMADRID",301406,"8DELL%",338187,null,null,1]
[2627,"BFNW-PMILBNP","TVA","RCF",2,null,"Monitored","TVA","BFNP1","TVA","W-PONT",500,null,1676,1732,1676,1732,1676,1732,1676,1732,"OTDF","LN BFNP1 - W-PONT 500 kV",59,"8BR FERRY NP",360052,"8WEST POINT",360035,null,null,1]
[2627,"BFNW-PMILBNP","TVA","RCF",2,null,"Contingent","SOUC","MILLER1","TVA","LOWNDE1",500,null,1676,1732,1676,1732,1676,1732,1676,1732,"OTDF","LN MILLER1 - LOWNDE1 500 kV",59,"8MILLER8",384157,"8LOWNDES MS",360030,null,null,1]
[2628,"8CLCHOFCYRVB","TVA","RCF",2,null,"Monitored","TVA","8CLAY","TVA","CHOCTAW",500,null,2453,2598,2453,2598,2453,2598,2453,2598,"OTDF","LN 8CLAY - CHOCTAW 500 kV",85,"8CLAY",360688,"8CHOCTAW MS",360654,null,null,1]
[2628,"8CLCHOFCYRVB","TVA","RCF",2,null,"Contingent","EES","RVB","EES","FCY",230,null,2453,2598,2453,2598,2453,2598,2453,2598,"OTDF","LN RVB - FCY 230 kV",85,"6RIVER_BEND",335830,"FCY",334191,null,null,1]
[2629,"LOWW-PW-PBFN","TVA","RCF",2,null,"Monitored","TVA","LOWNDE1","TVA","W-PONT",500,null,1678,1732,1678,1732,1678,1732,1678,1732,"OTDF","LN LOWNDE1 - W-PONT 500 kV",53,"8LOWNDES MS",360030,"8WEST POINT",360035,null,null,1]
[2629,"LOWW-PW-PBFN","TVA","RCF",2,null,"Contingent","TVA","BFNP1","TVA","W-PONT",500,null,1678,1732,1678,1732,1678,1732,1678,1732,"OTDF","LN BFNP1 - W-PONT 500 kV",53,"8BR FERRY NP",360052,"8WEST POINT",360035,null,null,1]
[2630,"SHASHADELSAN","TVA","RCF",2,null,"Monitored","TVA","SHAW","TVA","SHAW","500/345",null,1732,1732,1732,1732,1732,1732,1732,1732,"OTDF","XF SHAW 500/345 kV",70,"8SHAWNEE FP",360001,"7SHAWNEE FP",360002,null,null,2]
[2630,"SHASHADELSAN","TVA","RCF",2,null,"Contingent","EES","SANSSU","EES","DELL",500,null,1732,1732,1732,1732,1732,1732,1732,1732,"OTDF","LN SANSSU - DELL 500 kV",70,"8SANS SOUCI%",338188,"8DELL%",338187,null,null,1]
[2634,"BATEBABATOXF","TVA","RCF",2,"MISO","Monitored","TVA","BATSV7","TVA","WATER1",161,null,317,317,290,290,317,317,398,398,"OTDF","LN BATSV7 - WATER1 161 kV",null,"5BATESVILLE",360214,"5WATER VLY T",361172,null,null,1]
[2634,"BATEBABATOXF","TVA","RCF",2,"MISO","Contingent","SPS","ANDREWS6","SPS","ANDREWS6","115/230",null,317,317,290,290,317,317,398,398,"OTDF","XF ANDREWS6 230/115 kV",null,"ANDREWS    3",528602,"ANDREWS6",528604,null,null,1]
[2643,"SANSHEHOLIND","MISO","RCF",2,null,"Monitored","EES","SANSSU","EES","DRIVER",500,null,2546,2546,2546,2546,2546,2546,2546,2546,"OTDF","LN SANSSU - DRIVER 500 kV",null,"8SANS SOUCI%",338188,"8DRIVER%",338198,null,null,1]
[2643,"SANSHEHOLIND","MISO","RCF",2,null,"Contingent","EES","INDEP2","EES","HOLBOT",500,null,2546,2546,2546,2546,2546,2546,2546,2546,"OTDF","LN INDEP2 - HOLBOT 500 kV",null,"8ISES%",338145,"8HOLND BTM%",338140,null,null,1]
[2652,"IDAESXESXNMA","TVA","CFG",2,null,"Monitored","AECI","IDALIA","AECI","ESEX",161,null,334,334,334,334,334,334,334,334,"OTDF","LN IDALIA - ESEX 161 kV",null,"IDALIA 5",505434,"5ESSEX",300075,null,null,1]
[2652,"IDAESXESXNMA","TVA","CFG",2,null,"Contingent","AECI","W_NEWMAD","AECI","ESEX",345,null,334,334,334,334,334,334,334,334,"OTDF","LN W_NEWMAD - ESEX 345 kV",null,"7WNEWMADRID",301407,"7ESSEX",300038,null,null,1]
[2654,"SIKNMAESXNMA","TVA","CFG",2,null,"Monitored","SPA","SKST","AECI","NEW_MAD",161,null,239,287,239,287,239,287,324,335,"OTDF","LN SKST - NEW_MAD 161 kV",null,"SIKESTN5",505428,"5NEWMAD",300103,null,null,1]
[2654,"SIKNMAESXNMA","TVA","CFG",2,null,"Contingent","AECI","ESEX","AECI","W_NEWMAD",345,null,239,287,239,287,239,287,324,335,"OTDF","LN ESEX - W_NEWMAD 345 kV",null,"7ESSEX",300038,"7WNEWMADRID",301407,null,null,1]
[2655,"GOBFLEESSWNM","TVA","RCF",2,null,"Monitored","AECI","GOBKNOB","AECI","FLET_AEC",345,null,899,899,870,870,899,899,986,986,"OTDF","LN GOBKNOB - FLET_AEC 345 kV",null,"7GOBKNOB",300054,"7FLETCH",300040,null,null,1]
[2655,"GOBFLEESSWNM","TVA","RCF",2,null,"Contingent","AECI","W_NEWMAD","AECI","ESEX",345,null,899,899,870,870,899,899,986,986,"OTDF","LN W_NEWMAD - ESEX 345 kV",null,"7WNEWMADRID",301407,"7ESSEX",300038,null,null,1]
[2656,"NMASIKESXNMA","TVA","CFG",2,"MISO","Monitored","AECI","NEW_MAD","SPA","SKST",161,null,239,287,239,287,239,287,324,335,"OTDF","LN NEW_MAD - SKST 161 kV",null,"5NEWMAD",300103,"SIKESTN5",505428,null,null,1]
[2656,"NMASIKESXNMA","TVA","CFG",2,"MISO","Contingent","AECI","W_NEWMAD","AECI","ESEX",345,null,239,287,239,287,239,287,324,335,"OTDF","LN W_NEWMAD - ESEX 345 kV",null,"7WNEWMADRID",301407,"7ESSEX",300038,null,null,1]
[2658,"THMADAHILSUB","TVA","RCF",4,null,"Monitored","AECI","TH_HILL","AMRN","ADIR",161,null,616,616,616,616,616,616,651,651,"OTDF","LN TH_HILL - ADIR 161 kV",null,"5THMHIL",300120,"5ADAIR3",344006,null,null,1]
[2658,"THMADAHILSUB","TVA","RCF",4,null,"Monitored","AMRN","PLMY","AMRN","PLMY","345/161",null,616,616,616,616,616,616,651,651,"OTDF","XF PLMY 345/161 kV",null,"7PALMYRA",345436,"5PALMYRA",345437,null,null,1]
[2658,"THMADAHILSUB","TVA","RCF",4,null,"Contingent","MEC","HILLS","MEC","SUB_T",345,null,616,616,616,616,616,616,651,651,"OTDF","LN HILLS - SUB_T 345 kV",null,"HILLS 3",636400,"SUB_T",635141,null,null,1]
[2658,"THMADAHILSUB","TVA","RCF",4,null,"Contingent","MEC","LOUISA_M","MEC","SUB_T",345,null,616,616,616,616,616,616,651,651,"OTDF","LN LOUISA_M - SUB_T 345 kV",null,"LOUISA 3",636640,"SUB_T",635141,null,null,1]
[2660,"MONCLILACNEO","TVA","RCF",2,"MISO","Monitored","KCPL","MONTROSE","AECI","CLINTON",161,null,501,501,501,501,501,501,501,501,"OTDF","LN MONTROSE - CLINTON 161 kV",null,"MONTROS5",542995,"5CLINTN",300071,null,null,1]
[2660,"MONCLILACNEO","TVA","RCF",2,"MISO","Contingent","KCPL","LACYGNE","WR","N345",345,null,501,501,501,501,501,501,501,501,"OTDF","LN LACYGNE - N345 345 kV",null,"LACYGNE7",542981,"NEOSHO 7",532793,null,null,1]
[2661,"MONCLIOVEXFR","TVA","RCF",2,null,"Monitored","KCPL","MONTROSE","AECI","CLINTON",161,null,501,501,501,501,501,501,501,501,"OTDF","LN MONTROSE - CLINTON 161 kV",null,"MONTROS5",542995,"5CLINTN",300071,null,null,1]
[2661,"MONCLIOVEXFR","TVA","RCF",2,null,"Contingent","AMRN","OVER","AMRN","OVER","345/161",null,501,501,501,501,501,501,501,501,"OTDF","XF OVER 345/161 kV",null,"7OVERTON",345408,"5OVERTON",345409,null,null,1]
[2663,"LEBORLHUBMAR","TVA","RCF",2,null,"Monitored","AECI","LEBANON2","AECI","ORLA",161,null,156,189,156,169,156,189,156,203,"OTDF","LN LEBANON2 - ORLA 161 kV",null,"5LEBANN",300092,"5ORLA",301070,null,null,1]
[2663,"LEBORLHUBMAR","TVA","RCF",2,null,"Contingent","AECI","HUBEN","AECI","MARSHFLD",161,null,156,189,156,169,156,189,156,203,"OTDF","LN HUBEN - MARSHFLD 161 kV",null,"5HUBEN",300088,"5MRSHFL",300102,null,null,1]
[2975,"CRESTJDUMWIL","PJM","RCF",3,null,"Monitored","CE","CRETE_EC","NIPS","ST_JOHN",345,null,1399,1399,1399,1399,1399,1399,1557,1557,"OTDF","LN CRETE_EC - ST_JOHN 345 kV",null,"CRETE EC ;BP",274750,"17STJOHN",255112,null,null,1]
[2975,"CRESTJDUMWIL","PJM","RCF",3,null,"Contingent","AEP","DUMONT","CE","WILTON00",765,null,1399,1399,1399,1399,1399,1399,1557,1557,"OTDF","LN DUMONT - WILTON00 765 kV",null,"05DUMONT",243206,"WILTON   ;",270644,null,null,1]
[2975,"CRESTJDUMWIL","PJM","RCF",3,null,"Contingent","NIPS","MUNSTER","CE","BURNHAM",345,null,1399,1399,1399,1399,1399,1399,1557,1557,"OTDF","LN MUNSTER - BURNHAM 345 kV",null,"17MUNSTER",255109,"BURNHAM  ; B",270674,null,null,1]
[3008,"MOBOVEKINXFR","MISO","RCF",5,null,"Monitored","AMRN","MOB","AMRN","OVER",161,null,290,290,242,242,242,242,290,290,"OTDF","LN MOB - OVER 161 kV",null,"5MOBERLY",345221,"5OVERTON",345409,null,null,1]
[3008,"MOBOVEKINXFR","MISO","RCF",5,null,"Contingent","AECI","MCC2","AECI","KINGDOM",345,null,290,290,242,242,242,242,290,290,"OTDF","LN MCC2 - KINGDOM 345 kV",null,"7MCCRED",300044,"7KINGDM",300043,null,null,1]
[3008,"MOBOVEKINXFR","MISO","RCF",5,null,"Contingent","AMRN","MCRD","AECI","MCC2",345,null,290,290,242,242,242,242,290,290,"OTDF","LN MCRD - MCC2 345 kV",null,"7MCCREDIE",345088,"7MCCRED",300044,null,null,1]
[3008,"MOBOVEKINXFR","MISO","RCF",5,null,"Contingent","AECI","TH_HILL","AECI","MCC2",345,null,290,290,242,242,242,242,290,290,"OTDF","LN TH_HILL - MCC2 345 kV",null,"7THOMHL",300049,"7MCCRED",300044,null,null,1]
[3008,"MOBOVEKINXFR","MISO","RCF",5,null,"Contingent","AECI","KINGDOM","AECI","KINGDOM","345/161",null,290,290,242,242,242,242,290,290,"OTDF","XF KINGDOM 345/161 kV",null,"7KINGDM",300043,"5KINGDM",300090,null,null,1]
[3067,"LAKEVIZION00","MISO","RCF",3,"MISO","Monitored","WEC","ARCADN","CE","ZION0001",345,null,3717,3717,3717,3717,4313,4313,4313,4313,"PTDF","LN ARCADN - ZION0001 345 kV",null,"ARCADN3",699247,"ZION STA ;0B",270942,null,null,1]
[3067,"LAKEVIZION00","MISO","RCF",3,"MISO","Monitored","WEC","LAKEVIEW","CE","ZION0002",138,null,3717,3717,3717,3717,4313,4313,4313,4313,"PTDF","LN LAKEVIEW - ZION0002 138 kV",null,"LAKEVIEW",699362,"ZION TDC ;",272896,null,null,1]
[3067,"LAKEVIZION00","MISO","RCF",3,"MISO","Monitored","WEC","PLEASAN1","CE","ZION_EC",345,null,3717,3717,3717,3717,4313,4313,4313,4313,"PTDF","LN PLEASAN1 - ZION_EC 345 kV",null,"PLS PR1",699432,"ZION EC ;RP",274817,null,null,1]
[3085,"MOBMOBTHHSAL","MISO","RCF",2,null,"Monitored","AECI","MOB_TAP","AMRN","MOB",161,null,328,328,328,328,328,328,328,328,"OTDF","LN MOB_TAP - MOB 161 kV",null,"5MOBTAP",300126,"5MOBERLY",345221,null,null,1]
[3085,"MOBMOBTHHSAL","MISO","RCF",2,null,"Contingent","AECI","TH_HILL","KCPL","SALISBRY",161,null,328,328,328,328,328,328,328,328,"OTDF","LN TH_HILL - SALISBRY 161 kV",null,"5THMHIL",300120,"SALSBRY5",543062,null,null,1]
[3158,"PLEZIOZO1ARC","MISO","RCF",2,null,"Monitored","WEC","PLEASAN1","WEC","RACINE",345,null,1202,1616,1202,1616,1202,1752,1421,1752,"OTDF","LN PLEASAN1 - RACINE 345 kV",null,"PLS PR1",699432,"RACINE1",699471,null,null,1]
[3158,"PLEZIOZO1ARC","MISO","RCF",2,null,"Contingent","CE","ZION0001","WEC","ARCADN",345,null,1202,1616,1202,1616,1202,1752,1421,1752,"OTDF","LN ZION0001 - ARCADN 345 kV",null,"ZION STA ;0B",270942,"ARCADN3",699247,null,null,1]
[3166,"PLSZIOECRPR1","MISO","RCF",1,null,"Monitored","WEC","PLEASAN1","WEC","RACINE",345,null,1202,1202,1202,1202,1421,1421,1421,1421,"PTDF","LN PLEASAN1 - RACINE 345 kV",null,"PLS PR1",699432,"RACINE1",699471,null,null,1]
[3167,"STFRA_LUTESV","MISO","RCF",1,"SWPP","Monitored","AMRN","STFR","AMRN","LUTS",345,null,1195,1195,1072,1072,1072,1072,1195,1345,"PTDF","LN STFR - LUTS 345 kV",101,"7ST FRANC",345773,"7LUTESVIL",344974,null,null,1]
[3175,"PLMXFRSPCMTG","TVA","RCF",2,"MISO","Monitored","AMRN","PLMY","AMRN","PLMY","345/161",null,336,336,336,336,336,336,336,336,"OTDF","XF PLMY 345/161 kV",null,"7PALMYRA",345436,"5PALMYRA",345437,null,null,1]
[3175,"PLMXFRSPCMTG","TVA","RCF",2,"MISO","Contingent","AMRN","SPCK","AMRN","MTGY",345,null,336,336,336,336,336,336,336,336,"OTDF","LN SPCK - MTGY 345 kV",null,"7SPENCER",345992,"7MONTGMRY",345230,null,null,1]
[3227,"QUAH47CORNEL","PJM","RCF",2,null,"Monitored","CE","QUADCITY","CE","H471ESS",345,null,9999,9999,9999,9999,9999,9999,9999,9999,"OTDF","LN QUADCITY - H471ESS 345 kV",32,"QUAD 6-7",270866,"ESS H471 ;",270890,null,null,1]
[3227,"QUAH47CORNEL","PJM","RCF",2,null,"Contingent","CE","CORDOVA1","CE","NELSON01",345,null,9999,9999,9999,9999,9999,9999,9999,9999,"OTDF","LN CORDOVA1 - NELSON01 345 kV",32,"CORDOVA ; B",270700,"NELSON   ; B",270828,null,null,1]
[3245,"CHESILNELELC","PJM","RCF",2,null,"Monitored","CE","CHERRYV","CE","SILVERL0",345,null,9999,9999,9999,9999,9999,9999,9999,9999,"OTDF","LN CHERRYV - SILVERL0 345 kV",31,"CHERRY VA; B",270694,"SILVER LK; R",270883,null,null,1]
[3245,"CHESILNELELC","PJM","RCF",2,null,"Contingent","CE","NELSON01","CE","ELECTJN",345,null,9999,9999,9999,9999,9999,9999,9999,9999,"OTDF","LN NELSON01 - ELECTJN 345 kV",31,"NELSON   ; B",270828,"ELECT JCT; B",270730,null,null,1]
[3250,"NELELCCHESIL","PJM","RCF",2,null,"Monitored","CE","NELSON01","CE","ELECTJN",345,null,9999,9999,9999,9999,9999,9999,9999,9999,"OTDF","LN NELSON01 - ELECTJN 345 kV",25,"NELSON   ; B",270828,"ELECT JCT; B",270730,null,null,1]
[3250,"NELELCCHESIL","PJM","RCF",2,null,"Contingent","CE","CHERRYV","CE","SILVERL0",345,null,9999,9999,9999,9999,9999,9999,9999,9999,"OTDF","LN CHERRYV - SILVERL0 345 kV",25,"CHERRY VA; B",270694,"SILVER LK; R",270883,null,null,1]
[3268,"MUNBURDUMWIL","PJM","RCF",2,"MISO","Monitored","NIPS","MUNSTER","CE","BURNHAM",345,null,1195,1195,1195,1195,1195,1195,1195,1195,"OTDF","LN MUNSTER - BURNHAM 345 kV",null,"17MUNSTER",255109,"BURNHAM  ; B",270674,null,null,1]
[3268,"MUNBURDUMWIL","PJM","RCF",2,"MISO","Contingent","AEP","DUMONT","CE","WILTON00",765,null,1195,1195,1195,1195,1195,1195,1195,1195,"OTDF","LN DUMONT - WILTON00 765 kV",null,"05DUMONT",243206,"WILTON   ;",270644,null,null,1]
[3274,"NELELJBYRCHE","PJM","RCF",2,null,"Monitored","CE","NELSON01","CE","ELECTJN",345,null,9999,9999,9999,9999,9999,9999,9999,9999,"OTDF","LN NELSON01 - ELECTJN 345 kV",null,"NELSON   ; B",270828,"ELECT JCT; B",270730,null,null,1]
[3274,"NELELJBYRCHE","PJM","RCF",2,null,"Contingent","CE","BYRON000","CE","CHERRYV",345,null,9999,9999,9999,9999,9999,9999,9999,9999,"OTDF","LN BYRON000 - CHERRYV 345 kV",null,"BYRON    ; B",270678,"CHERRY VA; B",270694]
[3315,"BONDURMONTEZ","MISO","RCF",1,null,"Monitored","MEC","BONDRNT","MEC","MNTZUMA",345,null,926,1010,926,1010,926,1010,988,1087,"PTDF","LN BONDRNT - MNTZUMA 345 kV",null,"BONDRNT3",635680,"MNTZUMA3",635730,null,null,1]
[3316,"MRYCLAATCBOO","SWPP","RCF",2,null,"Monitored","MPS","MRYVL_SJ","MEC","CLARNDA",161,null,184,199,152,171,184,199,215,222,"OTDF","LN MRYVL_SJ - CLARNDA 161 kV",3,"MARYVLE5",541251,"CLRNDA 5",635034,null,null,1]
[3316,"MRYCLAATCBOO","SWPP","RCF",2,null,"Contingent","MEC","ATCHISNM","MEC","BOONVIL2",345,null,184,199,152,171,184,199,215,222,"OTDF","LN ATCHISNM - BOONVIL2 345 kV",3,"ATCHSN 3",635017,"BOONVIL3",635630,null,null,1]
[3326,"ZIOZIOZIOPLE","MISO","RCF",2,"MISO","Monitored","CE","ZION0001","CE","ZION_EC",345,null,1616,1616,1616,1616,1752,1752,1752,1752,"OTDF","LN ZION0001 - ZION_EC 345 kV",null,"ZION STA ;0B",270942,"ZION EC ;RP",274817,null,null,1]
[3326,"ZIOZIOZIOPLE","MISO","RCF",2,"MISO","Contingent","CE","ZION0001","WEC","PLEASAN1",345,null,1616,1616,1616,1616,1752,1752,1752,1752,"OTDF","LN ZION0001 - PLEASAN1 345 kV",null,"ZION STA ;0B",270942,"PLS PR1",699432,null,null,1]
[3333,"HASCLAFAIPRT","MISO","RCF",4,null,"Monitored","MEC","HASTING","MEC","CLARNDA",161,null,167,199,167,199,167,199,167,233,"OTDF","LN HASTING - CLARNDA 161 kV",null,"HASTING5",635032,"CLRNDA 5",635034,null,null,1]
[3333,"HASCLAFAIPRT","MISO","RCF",4,null,"Contingent","NPPD","COOPER","AECI","FAIRPORT",345,null,167,199,167,199,167,199,167,233,"OTDF","LN COOPER - FAIRPORT 345 kV",null,"COOPER 3",640139,"7FAIRPT",300039,null,null,1]
[3333,"HASCLAFAIPRT","MISO","RCF",4,null,"Contingent","MPS","ST_JOE","AECI","FAIRPORT",345,null,167,199,167,199,167,199,167,233,"OTDF","LN ST_JOE - FAIRPORT 345 kV",null,"ST JOE 3",541199,"7FAIRPT",300039,null,null,1]
[3333,"HASCLAFAIPRT","MISO","RCF",4,null,"Contingent","AECI","FAIRPORT","AECI","FAIRPORT","345/161",null,167,199,167,199,167,199,167,233,"OTDF","XF FAIRPORT 345/161 kV",null,"7FAIRPT",300039,"5FAIRPT",300076,null,null,3]
[3335,"PLEZIOZIOZIO","MISO","RCF",2,null,"Monitored","WEC","PLEASAN1","CE","ZION0001",345,null,1528,1528,1528,1528,1720,1720,1720,1720,"OTDF","LN PLEASAN1 - ZION0001 345 kV",null,"PLS PR1",699432,"ZION STA ;0B",270942,null,null,1]
[3335,"PLEZIOZIOZIO","MISO","RCF",2,null,"Contingent","WEC","PLEASAN1","CE","ZION_EC",345,null,1528,1528,1528,1528,1720,1720,1720,1720,"OTDF","LN PLEASAN1 - ZION_EC 345 kV",null,"PLS PR1",699432,"ZION EC ;RP",274817,null,null,1]
[3387,"CLAMARCOOSTJ","SWPP","RCF",2,null,"Monitored","MEC","CLARNDA","MPS","MRYVL_SJ",161,null,184,199,152,171,184,199,215,222,"OTDF","LN CLARNDA - MRYVL_SJ 161 kV",null,"CLRNDA 5",635034,"MARYVLE5",541251,null,null,1]
[3387,"CLAMARCOOSTJ","SWPP","RCF",2,null,"Contingent","NPPD","COOPER","MPS","ST_JOE",345,null,184,199,152,171,184,199,215,222,"OTDF","LN COOPER - ST_JOE 345 kV",null,"COOPER 3",640139,"ST JOE 3",541199,null,null,1]
[3431,"STIDUMDUMWIL","PJM","RCF",3,"MISO","Monitored","NIPS","STILLWEL","AEP","DUMONT",345,null,1409,1409,1409,1409,1409,1409,1781,1781,"OTDF","LN STILLWEL - DUMONT 345 kV",null,"17STILLWELL",255113,"05DUMONT",243219,null,null,1]
[3431,"STIDUMDUMWIL","PJM","RCF",3,"MISO","Contingent","AEP","DUMONT","CE","WILTON00",765,null,1409,1409,1409,1409,1409,1409,1781,1781,"OTDF","LN DUMONT - WILTON00 765 kV",null,"05DUMONT",243206,"WILTON   ;",270644,null,null,1]
[3431,"STIDUMDUMWIL","PJM","RCF",3,"MISO","Contingent","NIPS","MUNSTER","CE","BURNHAM",345,null,1409,1409,1409,1409,1409,1409,1781,1781,"OTDF","LN MUNSTER - BURNHAM 345 kV",null,"17MUNSTER",255109,"BURNHAM  ; B",270674,null,null,1]
[3657,"OVEXFRMCCOVE","MISO","RCF",4,null,"Monitored","AMRN","OVER","AMRN","OVER","345/161",null,560,560,560,560,560,560,560,560,"OTDF","XF OVER 345/161 kV",87,"7OVERTON",345408,"5OVERTON",345409,null,null,1]
[3657,"OVEXFRMCCOVE","MISO","RCF",4,null,"Contingent","AMRN","MCRD","AECI","MCC2",345,null,560,560,560,560,560,560,560,560,"OTDF","LN MCRD - MCC2 345 kV",87,"7MCCREDIE",345088,"7MCCRED",300044,null,null,1]
[3657,"OVEXFRMCCOVE","MISO","RCF",4,null,"Contingent","AMRN","MCRD","AMRN","MTGY",345,null,560,560,560,560,560,560,560,560,"OTDF","LN MCRD - MTGY 345 kV",87,"7MCCREDIE",345088,"7MONTGMRY",345230,null,null,1]
[3657,"OVEXFRMCCOVE","MISO","RCF",4,null,"Contingent","AMRN","MCRD","AMRN","OVER",345,null,560,560,560,560,560,560,560,560,"OTDF","LN MCRD - OVER 345 kV",87,"7MCCREDIE",345088,"7OVERTON",345408,null,null,1]
[3747,"LAKFOXNOBLAK","MISO","RCF",5,null,"Monitored","ALTW","LAKEFLD","ALTW","FOX_LK",161,null,143,143,143,143,143,143,206,206,"OTDF","LN LAKEFLD - FOX_LK 161 kV",null,"LAKEFLD5",631041,"FOX LK 5",631042,null,null,1]
[3747,"LAKFOXNOBLAK","MISO","RCF",5,null,"Contingent","NSP","CRANDAL","NSP","FIELDON",345,null,143,143,143,143,143,143,206,206,"OTDF","LN CRANDAL - FIELDON 345 kV",null,"CRANDAL 3",601074,"FIELD_S3",601032,null,null,1]
[3747,"LAKFOXNOBLAK","MISO","RCF",5,null,"Contingent","NSP","CRANDAL","NSP","LKFLNSP",345,null,143,143,143,143,143,143,206,206,"OTDF","LN CRANDAL - LKFLNSP 345 kV",null,"CRANDAL 3",601074,"LKFLDXL3",601029,null,null,1]
[3747,"LAKFOXNOBLAK","MISO","RCF",5,null,"Contingent","ALTW","LAKEFLD","NSP","LKFLNSP",345,null,143,143,143,143,143,143,206,206,"OTDF","LN LAKEFLD - LKFLNSP 345 kV",null,"LAKEFLD3",631138,"LKFLDXL3",601029,null,null,1]
[3747,"LAKFOXNOBLAK","MISO","RCF",5,null,"Contingent","ALTW","LAKEFLD","NSP","NOBLES",345,null,143,143,143,143,143,143,206,206,"OTDF","LN LAKEFLD - NOBLES 345 kV",null,"LAKEFLD3",631138,"NOBLES 3",601034,null,null,1]
[3764,"FOXRUTNOBLAK","MISO","RCF",5,null,"Monitored","ALTW","FOX_LK","ALTW","RUTLAND",161,null,168,168,168,168,168,168,252,252,"OTDF","LN FOX_LK - RUTLAND 161 kV",null,"FOX LK 5",631042,"RUTLAND5",613370,null,null,1]
[3764,"FOXRUTNOBLAK","MISO","RCF",5,null,"Contingent","NSP","CRANDAL","NSP","FIELDON",345,null,168,168,168,168,168,168,252,252,"OTDF","LN CRANDAL - FIELDON 345 kV",null,"CRANDAL 3",601074,"FIELD_S3",601032,null,null,1]
[3764,"FOXRUTNOBLAK","MISO","RCF",5,null,"Contingent","NSP","CRANDAL","NSP","LKFLNSP",345,null,168,168,168,168,168,168,252,252,"OTDF","LN CRANDAL - LKFLNSP 345 kV",null,"CRANDAL 3",601074,"LKFLDXL3",601029,null,null,1]
[3764,"FOXRUTNOBLAK","MISO","RCF",5,null,"Contingent","ALTW","LAKEFLD","NSP","LKFLNSP",345,null,168,168,168,168,168,168,252,252,"OTDF","LN LAKEFLD - LKFLNSP 345 kV",null,"LAKEFLD3",631138,"LKFLDXL3",601029,null,null,1]
[3764,"FOXRUTNOBLAK","MISO","RCF",5,null,"Contingent","ALTW","LAKEFLD","NSP","NOBLES",345,null,168,168,168,168,168,168,252,252,"OTDF","LN LAKEFLD - NOBLES 345 kV",null,"LAKEFLD3",631138,"NOBLES 3",601034,null,null,1]
[3765,"RUTWINNOBLAK","MISO","RCF",5,null,"Monitored","ALTW","RUTLAND","ALTW","HUNTLEY2",161,null,168,168,168,168,168,168,223,223,"OTDF","LN RUTLAND - HUNTLEY2 161 kV",null,"RUTLAND5",613370,null,0,null,null,1]
[3765,"RUTWINNOBLAK","MISO","RCF",5,null,"Contingent","NSP","CRANDAL","NSP","FIELDON",345,null,168,168,168,168,168,168,223,223,"OTDF","LN CRANDAL - FIELDON 345 kV",null,"CRANDAL 3",601074,"FIELD_S3",601032,null,null,1]
[3765,"RUTWINNOBLAK","MISO","RCF",5,null,"Contingent","NSP","CRANDAL","NSP","LKFLNSP",345,null,168,168,168,168,168,168,223,223,"OTDF","LN CRANDAL - LKFLNSP 345 kV",null,"CRANDAL 3",601074,"LKFLDXL3",601029,null,null,1]
[3765,"RUTWINNOBLAK","MISO","RCF",5,null,"Contingent","ALTW","LAKEFLD","NSP","LKFLNSP",345,null,168,168,168,168,168,168,223,223,"OTDF","LN LAKEFLD - LKFLNSP 345 kV",null,"LAKEFLD3",631138,"LKFLDXL3",601029,null,null,1]
[3765,"RUTWINNOBLAK","MISO","RCF",5,null,"Contingent","ALTW","LAKEFLD","NSP","NOBLES",345,null,168,168,168,168,168,168,223,223,"OTDF","LN LAKEFLD - NOBLES 345 kV",null,"LAKEFLD3",631138,"NOBLES 3",601034,null,null,1]
[3777,"FRAHAMNUHIOW","MISO","RCF",2,null,"Monitored","MEC","FRANKLN","WAUE","HAMP_TP",161,null,215,236.5,215,236.5,215,236.5,267,293,"OTDF","LN FRANKLN - HAMP_TP 161 kV",null,"FRANKLN5",636230,"HAMPTONTAP5",656207,null,null,1]
[3777,"FRAHAMNUHIOW","MISO","RCF",2,null,"Contingent","ALTW","NUTHTCH","ALTW","IFIP",161,null,215,236.5,215,236.5,215,236.5,267,293,"OTDF","LN NUTHTCH - IFIP 161 kV",null,"NUTHTCH5",631166,"IAFINDP5",631029,null,null,1]
[5003,"BRKCLAVALPIT","SWPP","CFG",2,null,"Monitored","SPA","BRKN_BOW","WFEC","BETHL_TP",138,null,191,191,191,191,191,191,191,191,"OTDF","LN BRKN_BOW - BETHL_TP 138 kV",9,"B.BOW  4",510864,"BETHEL 4",510928,null,null,1]
[5003,"BRKCLAVALPIT","SWPP","CFG",2,null,"Contingent","CSWS","VALLIANT","CSWS","PITTSB9",345,null,191,191,191,191,191,191,191,191,"OTDF","LN VALLIANT - PITTSB9 345 kV",9,"VALIANT7",510911,"PITTSB-7",510907,null,null,1]
[5005,"CATXFRCATXFR","SWPP","RCF",2,null,"Monitored","GRDA","CATSAGR5","GRDA","CATSAGR5","161/138",null,150,188,150,188,150,188,150,188,"OTDF","XF CATSAGR5 161/138 kV",32,"CATSAGR5",512638,"CATOOSA4",509790,null,null,2]
[5005,"CATXFRCATXFR","SWPP","RCF",2,null,"Contingent","GRDA","CATSAGR5","GRDA","CATSAGR5","161/138",null,150,188,150,188,150,188,150,188,"OTDF","XF CATSAGR5 161/138 kV",32,"CATSAGR5",512638,"CATOOSA4",509790,null,null,1]
[5006,"WODFPLRENSAN","SWPP","INT",2,null,"Monitored","OKGE","WDWRD1","OKGE","FPLSWTCH",138,null,133,153,133,153,133,153,171,185,"OTDF","LN WDWRD1 - FPLSWTCH 138 kV",124,"WOODWRD4",514785,"WINDFRM4",515785,null,null,1]
[5006,"WODFPLRENSAN","SWPP","INT",2,null,"Contingent","WFEC","RENFROWF","WFEC","WAKITA",138,null,133,153,133,153,133,153,171,185,"OTDF","LN RENFROWF - WAKITA 138 kV",124,"WFEC_RNFRO4",520409,"WAKITA_138",520434,null,null,1]
[5008,"CRAASHVALLYD","SWPP","RCF",2,"SWPP","Monitored","CSWS","CRAIG_J","CSWS","W_ASHDWN",138,null,278,278,278,278,278,278,287,287,"OTDF","LN CRAIG_J - W_ASHDWN 138 kV",44,"CRAIGJT4",510890,"ASHDWN_W  4",504124,null,null,1]
[5008,"CRAASHVALLYD","SWPP","RCF",2,"SWPP","Contingent","CSWS","VALLIANT","CSWS","LYDIA",345,null,278,278,278,278,278,278,287,287,"OTDF","LN VALLIANT - LYDIA 345 kV",44,"VALIANT7",510911,"LYDIA  7",508298,null,null,1]
[5014,"ELKXFRTUCOKU","SWPP","CFG",2,null,"Monitored","CSWS","ELK-CITY","CSWS","ELK-CITY","230/138",null,279,330,279,330,279,330,331,373,"OTDF","XF ELK-CITY 230/138 kV",27,"ELKCITY6",511490,"ELKCTY-4",511458,null,null,2]
[5014,"ELKXFRTUCOKU","SWPP","CFG",2,null,"Contingent","SPS","TUCO","CSWS","OKLAUNIO",345,null,279,330,279,330,279,330,331,373,"OTDF","LN TUCO - OKLAUNIO 345 kV",27,"TUCO_INT   7",525832,"O.K.U.-7",511456,null,null,1]
[5018,"FPLWODNINBEA","SWPP","INT",2,null,"Monitored","OKGE","FPLSWTCH","OKGE","WDWRD1",138,null,133,153,133,153,133,153,171,185,"OTDF","LN FPLSWTCH - WDWRD1 138 kV",22,"WINDFRM4",515785,"WOODWRD4",514785,null,null,1]
[5018,"FPLWODNINBEA","SWPP","INT",2,null,"Contingent","WFEC","BEARCAT","WFEC","NINMILE4",138,null,133,153,133,153,133,153,171,185,"OTDF","LN BEARCAT - NINMILE4 138 kV",22,null,520500,"NINMILE 4",521128,null,null,1]
[5025,"PILSCOHOLXFR","SWPP","INT",3,null,"Monitored","SECI","PILE","SECI","SCOTCTY",115,null,195.4,195.4,195.4,195.4,195.4,195.4,195.4,195.4,"OTDF","LN PILE - SCOTCTY 115 kV",7,"PILE   3",531432,"SCOTCTY3",531433,null,null,1]
[5025,"PILSCOHOLXFR","SWPP","INT",3,null,"Contingent","SECI","HOLCOM1","SECI","HOLCOM1","1/345",null,195.4,195.4,195.4,195.4,195.4,195.4,195.4,195.4,"OTDF","XF HOLCOM1 345/1 kV",7,"HOLCOMB3",531448,"HOLCOMB7",531449,"HOLCTER1",531450,3]
[5026,"HOLXFRHOLSET","SWPP","INT",3,"SWPP","Monitored","SECI","HOLCOM1","SECI","HOLCOM1","345/1",null,336,359,336,359,336,359,336,359,"OTDF","XF HOLCOM1 345/1 kV",30,"HOLCOMB7",531449,"HOLCOMB3",531448,"HOLCTER1",531450,3]
[5026,"HOLXFRHOLSET","SWPP","INT",3,"SWPP","Contingent","SECI","HOLCOM1","SECI","SETAB1",345,null,336,359,336,359,336,359,336,359,"OTDF","LN HOLCOM1 - SETAB1 345 kV",30,"HOLCOMB7",531449,"SETAB  7",531465,null,null,1]
[5029,"MANIPMDOLSWS","MISO","RCF",2,"MISO","Monitored","CLEC","MANFL7","CLEC","IPMANS",138,null,204,219,204,219,204,219,204,219,"OTDF","LN MANFL7 - IPMANS 138 kV",28,"MANSFLD4",500530,"IPAPER 4",500430,null,null,1]
[5029,"MANIPMDOLSWS","MISO","RCF",2,"MISO","Contingent","CLEC","DOLET","CSWS","SWSHREV",345,null,204,219,204,219,204,219,204,219,"OTDF","LN DOLET - SWSHREV 345 kV",28,"DOLHILL7",500250,"SW SHV 7",507760,null,null,1]
[5030,"TUL21SBROONE","SWPP","INT",2,null,"Monitored","CSWS","TSE_NEW","CSWS","21STTAP4",138,null,212,212,212,212,212,212,263,263,"OTDF","LN TSE_NEW - 21STTAP4 138 kV",59,"T.S.E.-4",509811,"21STTAP4",509828,null,null,1]
[5030,"TUL21SBROONE","SWPP","INT",2,null,"Contingent","CSWS","BANNTAP4","CSWS","BA_71",138,null,212,212,212,212,212,212,263,263,"OTDF","LN BANNTAP4 - BA_71 138 kV",59,"BANNTAP4",509785,"BA_71ST4",509891,null,null,1]
[5038,"SETSCOHOLXFR","SWPP","INT",3,null,"Monitored","SECI","SETAB1","SECI","SCOTCTY",115,null,195.4,195.4,195.4,195.4,195.4,195.4,195.4,195.4,"OTDF","LN SETAB1 - SCOTCTY 115 kV",165,"SETAB  3",531464,"SCOTCTY3",531433,null,null,1]
[5038,"SETSCOHOLXFR","SWPP","INT",3,null,"Contingent","SECI","HOLCOM1","SECI","HOLCOM1","345/1",null,195.4,195.4,195.4,195.4,195.4,195.4,195.4,195.4,"OTDF","XF HOLCOM1 345/1 kV",165,"HOLCOMB7",531449,"HOLCOMB3",531448,"HOLCTER1",531450,3]
[5042,"NWTPATLYDVAL","SWPP","RCF",2,null,"Monitored","CSWS","NWTEXAR","CSWS","PATTERS",138,null,238,238,238,238,238,238,296,296,"OTDF","LN NWTEXAR - PATTERS 138 kV",7,"NWTXARK4",508071,"PATTERS4",507431,null,null,1]
[5042,"NWTPATLYDVAL","SWPP","RCF",2,null,"Contingent","CSWS","LYDIA","CSWS","VALLIANT",345,null,238,238,238,238,238,238,296,296,"OTDF","LN LYDIA - VALLIANT 345 kV",7,"LYDIA  7",508298,"VALIANT7",510911,null,null,1]
[5050,"NASHAWIATSTR","SWPP","RCF",2,"SWPP","Monitored","KCPL","NASHUA","KCPL","HAWTHORN",345,null,1215,1325,1000,1136,1215,1325,1432,1493,"OTDF","LN NASHUA - HAWTHORN 345 kV",76,"NASHUA 7",542980,"HAWTH  7",542972,null,null,1]
[5050,"NASHAWIATSTR","SWPP","RCF",2,"SWPP","Contingent","KCPL","IATAN","WR","STRA",345,null,1215,1325,1000,1136,1215,1325,1432,1493,"OTDF","LN IATAN - STRA 345 kV",76,"IATAN  7",542982,"STRANGR7",532772,null,null,1]
[5052,"STOMORLACNEO","TVA","RCF",2,null,"Monitored","SPA","STCK_SPA","AECI","MORGAN",161,null,202,202,202,202,202,202,230,230,"OTDF","LN STCK_SPA - MORGAN 161 kV",22,"STOCKTN5",505498,"5MORGAN",300101,null,null,1]
[5052,"STOMORLACNEO","TVA","RCF",2,null,"Contingent","KCPL","LACYGNE","WR","N345",345,null,202,202,202,202,202,202,230,230,"OTDF","LN LACYGNE - N345 345 kV",22,"LACYGNE7",542981,"NEOSHO 7",532793,null,null,1]
[5054,"SWSANASWSFTC","SWPP","CFG",2,null,"Monitored","CSWS","SW_STA","WFEC","ANADARKO",138,null,212,212,212,212,212,212,263,263,"OTDF","LN SW_STA - ANADARKO 138 kV",25,"S.W.S.-4",511477,"ANADARK4",520814,null,null,1]
[5054,"SWSANASWSFTC","SWPP","CFG",2,null,"Contingent","CSWS","SW_STA","CSWS","CRNGIE_S",138,null,212,212,212,212,212,212,263,263,"OTDF","LN SW_STA - CRNGIE_S 138 kV",25,"S.W.S.-4",511477,"CARNEG-4",511445,null,null,1]
[5055,"FRASPECOLMEA","SWPP","INT",2,null,"Monitored","WAUE","FTRANDL","NPPD","SPENCE1",115,null,120,120,120,120,120,120,120,120,"OTDF","LN FTRANDL - SPENCE1 115 kV",12,"FTRANDL7",652510,"SPENCER7",640349,null,null,1]
[5055,"FRASPECOLMEA","SWPP","INT",2,null,"Contingent","NPPD","MEADW_GR","NPPD","KELLY",230,null,120,120,120,120,120,120,120,120,"OTDF","LN MEADW_GR - KELLY 230 kV",12,"MEADOWGROVE4",640540,"COLMBUS4",640133,null,null,1]
[5056,"CARLPDLUBWOL","SWPP","INT",2,"SWPP","Monitored","SPS","CARLISLE","SPS","DOUD",115,null,120,120,120,120,120,120,120,120,"OTDF","LN CARLISLE - DOUD 115 kV",52,"CARLISLE   3",526160,"LP-DOUD    3",526176,null,null,1]
[5056,"CARLPDLUBWOL","SWPP","INT",2,"SWPP","Contingent","SPS","LUBBOCKS","SPS","WOLFFORT",230,null,120,120,120,120,120,120,120,120,"OTDF","LN LUBBOCKS - WOLFFORT 230 kV",52,"LUBBCK_STH 6",526269,"WOLFFORTH  6",526525,null,null,1]
[5057,"SUNXFRSUNAMO","SWPP","INT",2,null,"Monitored","SPS","SUNDOWN2","SPS","SUNDOWN2","230/115",null,149,149,149,149,149,149,149,149,"OTDF","XF SUNDOWN2 230/115 kV",27,"SUNDOWN    6",526435,"SUNDOWN    3",526434,null,null,1]
[5057,"SUNXFRSUNAMO","SWPP","INT",2,null,"Contingent","SPS","SUNDOWN2","SPS","AMOCO_SW",230,null,149,149,149,149,149,149,149,149,"OTDF","LN SUNDOWN2 - AMOCO_SW 230 kV",27,"SUNDOWN    6",526435,"AMOCO_SS   6",526460,null,null,1]
[5090,"DOLXFRELDXFR","MISO","RCF",4,null,"Monitored","CLEC","DOLET","CLEC","DOLET","345/230",null,700,770,700,770,700,770,700,770,"OTDF","XF DOLET 345/230 kV",97,"DOLHILL7",500250,"DOLHILL6",500260,null,null,2]
[5090,"DOLXFRELDXFR","MISO","RCF",4,null,"Contingent","EES","EL_EHV","EES","SAREPT",345,null,700,770,700,770,700,770,700,770,"OTDF","LN EL_EHV - SAREPT 345 kV",97,"7EL DORADO",337562,"7SAREPTA%",337376,null,null,1]
[5096,"MIDFRNPHAWET","SWPP","CFG",2,"MISO","Monitored","OKGE","MDWST","WFEC","FRNKLN1",138,null,268,287,268,287,268,287,287,287,"OTDF","LN MDWST - FRNKLN1 138 kV",27,"MIDWEST4",514946,"FRNKLNS4",520917,null,null,1]
[5096,"MIDFRNPHAWET","SWPP","CFG",2,"MISO","Contingent","WFEC","PHAROAH","WFEC","WETUMKA4",138,null,268,287,268,287,268,287,287,287,"OTDF","LN PHAROAH - WETUMKA4 138 kV",27,"PHAROAH4",521026,"WETUMKA4",521084,null,null,1]
[5099,"PITSEMPITJHN","SWPP","RCF",2,null,"Monitored","CSWS","PITTSB9","OKGE","SEMINOLE",345,null,956,956,956,956,956,956,956,956,"OTDF","LN PITTSB9 - SEMINOLE 345 kV",99,"PITTSB-7",510907,"SEMINOL7",515045,null,null,1]
[5099,"PITSEMPITJHN","SWPP","RCF",2,null,"Contingent","CSWS","PITTSB9","OKGE","JHNSTNCO",345,null,956,956,956,956,956,956,956,956,"OTDF","LN PITTSB9 - JHNSTNCO 345 kV",99,"PITTSB-7",510907,"JOHNCO 7",514809,null,null,1]
[5196,"SPSNORTH_STH","SWPP","INT",5,null,"Monitored","SPS","AMARIL_S","SPS","SWISHER",230,null,1645,1645,1645,1645,1645,1645,1645,1645,"PTDF","LN AMARIL_S - SWISHER 230 kV",269,"AMA_SOUTH  6",524415,"SWISHER    6",525213,null,null,2]
[5196,"SPSNORTH_STH","SWPP","INT",5,null,"Monitored","SPS","BUSHLAND","SPS","DEAFSMIT",230,null,1645,1645,1645,1645,1645,1645,1645,1645,"PTDF","LN BUSHLAND - DEAFSMIT 230 kV",269,"BUSHLAND   6",524267,"DEAFSMITH  6",524623,null,null,1]
[5196,"SPSNORTH_STH","SWPP","INT",5,null,"Monitored","SPS","POTTER_S","SPS","NEWHART",230,null,1645,1645,1645,1645,1645,1645,1645,1645,"PTDF","LN POTTER_S - NEWHART 230 kV",269,"POTTER_CO  6",523959,"NEWHART 6",525461,null,null,1]
[5196,"SPSNORTH_STH","SWPP","INT",5,null,"Monitored","SPS","RANDALL1","SPS","CANYON_E",115,null,1645,1645,1645,1645,1645,1645,1645,1645,"PTDF","LN RANDALL1 - CANYON_E 115 kV",269,"RANDALL    3",524364,"CANYON E_TP3",524522,null,null,1]
[5196,"SPSNORTH_STH","SWPP","INT",5,null,"Monitored","SPS","RANDALL1","SPS","PALO_DUR",115,null,1645,1645,1645,1645,1645,1645,1645,1645,"PTDF","LN RANDALL1 - PALO_DUR 115 kV",269,"RANDALL    3",524364,"PALO_DURO  3",524530,null,null,1]
[5201,"SILDIVNWSCIM","SWPP","CFG",2,null,"Monitored","OKGE","SLVRL","OKGE","DVISN",138,null,268,308,268,308,268,308,347,375,"OTDF","LN SLVRL - DVISN 138 kV",38,"SLVRLAK4",514852,"DVISION4",514853,null,null,1]
[5201,"SILDIVNWSCIM","SWPP","CFG",2,null,"Contingent","OKGE","NOWST1","OKGE","CIMARRON",345,null,268,308,268,308,268,308,347,375,"OTDF","LN NOWST1 - CIMARRON 345 kV",38,"NORTWST7",514880,"FSHRTAP7",514901,null,null,1]
[5202,"VALIDAVALLYD","SWPP","INT",2,null,"Monitored","CSWS","VALLIANT","CSWS","IDABEL",138,null,206,206,206,206,206,206,256,256,"OTDF","LN VALLIANT - IDABEL 138 kV",21,"VALIANT4",510918,"IDABEL-4",510886,null,null,1]
[5202,"VALIDAVALLYD","SWPP","INT",2,null,"Contingent","CSWS","VALLIANT","CSWS","LYDIA",345,null,206,206,206,206,206,206,256,256,"OTDF","LN VALLIANT - LYDIA 345 kV",21,"VALIANT7",510911,"LYDIA  7",508298,null,null,1]
[5207,"REDARCREDARC","SWPP","CFG",2,null,"Monitored","OKGE","REDBUD","OKGE","ARCAD7",345,null,1248,1426,1248,1426,1248,1426,1555,1684,"OTDF","LN REDBUD - ARCAD7 345 kV",45,"REDBUD 7",514909,"ARCADIA7",514908,null,null,1]
[5207,"REDARCREDARC","SWPP","CFG",2,null,"Contingent","OKGE","REDBUD","OKGE","ARCAD7",345,null,1248,1426,1248,1426,1248,1426,1555,1684,"OTDF","LN REDBUD - ARCAD7 345 kV",45,"REDBUD 7",514909,"ARCADIA7",514908,null,null,2]
[5212,"SABSEMPIRDIA","SWPP","RCF",2,null,"Monitored","CSWS","SABIN_MI","CSWS","SE_MARSH",138,null,272,272,272,272,272,272,333,333,"OTDF","LN SABIN_MI - SE_MARSH 138 kV",18,"SABINEM4",508577,"SEMRSHL4",508569,null,null,1]
[5212,"SABSEMPIRDIA","SWPP","RCF",2,null,"Contingent","CSWS","PIRKEY","CSWS","DIANA",345,null,272,272,272,272,272,272,333,333,"OTDF","LN PIRKEY - DIANA 345 kV",18,"PIRKEY 7",508563,"DIANA  7",508832,null,null,1]
[5217,"SARELHVALLYD","SWPP","RCF",2,null,"Monitored","EES","SAREPT","CSWS","LONGWOO",345,null,986,1085,986,1085,986,1085,986,1085,"OTDF","LN SAREPT - LONGWOO 345 kV",168,"7SAREPTA%",337376,"LONGWD 7",508809,null,null,1]
[5217,"SARELHVALLYD","SWPP","RCF",2,null,"Contingent","CSWS","VALLIANT","CSWS","LYDIA",345,null,986,1085,986,1085,986,1085,986,1085,"OTDF","LN VALLIANT - LYDIA 345 kV",168,"VALIANT7",510911,"LYDIA  7",508298,null,null,1]
[5218,"BEAEURFLIBRO","SWPP","RCF",2,null,"Monitored","SPA","BEAVER1","SPA","EURK_SPA",161,null,247,247,239,247,247,247,307,307,"OTDF","LN BEAVER1 - EURK_SPA 161 kV",19,"BEAVER 5",505480,null,null,null,null,1]
[5218,"BEAEURFLIBRO","SWPP","RCF",2,null,"Contingent","CSWS","FLINTCRK","AECI","BROOK_LN",345,null,247,247,239,247,247,247,307,307,"OTDF","LN FLINTCRK - BROOK_LN 345 kV",19,"FLINTCR7",506935,"BROOKLINE  7",549984,null,null,1]
[5220,"VALIANTLYDIA","SWPP","RCF",1,null,"Monitored","CSWS","VALLIANT","CSWS","LYDIA",345,null,1011,1176,1011,1176,1011,1176,1187,1324,"PTDF","LN VALLIANT - LYDIA 345 kV",170,"VALIANT7",510911,"LYDIA  7",508298,null,null,1]
[5221,"REDWILLMINGO","SWPP","RCF",1,"SWPP","Monitored","NPPD","REDWLO1","SECI","MINGO1",345,null,547,547,505,505,547,547,547,547,"PTDF","LN REDWLO1 - MINGO1 345 kV",71,"REDWILO3",640325,"MINGO  7",531451,null,null,1]
[5223,"TAHH59MUSFTS","SWPP","INT",2,null,"Monitored","GRDA","TAHLQH5","OKGE","HWY59",161,null,148,167,148,167,148,167,148,167,"OTDF","LN TAHLQH5 - HWY59 161 kV",44,"TAHLQH 5",512655,"HWY59  5",515347,null,null,1]
[5223,"TAHH59MUSFTS","SWPP","INT",2,null,"Contingent","OKGE","MUSKOGEE","OKGE","FTSMTH",345,null,148,167,148,167,148,167,148,167,"OTDF","LN MUSKOGEE - FTSMTH 345 kV",44,"MUSKOGE7",515224,"FTSMITH7",515302,null,null,1]
[5228,"IATSTRNASHAW","SWPP","RCF",2,"SWPP","Monitored","KCPL","IATAN","WR","STRA",345,null,1195,1195,1099,1195,1195,1195,1195,1195,"OTDF","LN IATAN - STRA 345 kV",165,"IATAN  7",542982,"STRANGR7",532772,null,null,1]
[5228,"IATSTRNASHAW","SWPP","RCF",2,"SWPP","Contingent","KCPL","NASHUA","KCPL","HAWTHORN",345,null,1195,1195,1099,1195,1195,1195,1195,1195,"OTDF","LN NASHUA - HAWTHORN 345 kV",165,"NASHUA 7",542980,"HAWTH  7",542972,null,null,1]
[5246,"ARCKAMARCNOR","SWPP","CFG",2,null,"Monitored","OKGE","ARCAD7","OKGE","JONES_KA",138,null,268,308,268,308,268,308,347,375,"OTDF","LN ARCAD7 - JONES_KA 138 kV",53,"ARCADIA4",514907,"JNSKAMO4",514906,null,null,1]
[5246,"ARCKAMARCNOR","SWPP","CFG",2,null,"Contingent","OKGE","ARCAD7","OKGE","NOWST1",345,null,268,308,268,308,268,308,347,375,"OTDF","LN ARCAD7 - NOWST1 345 kV",53,"ARCADIA7",514908,"NORTWST7",514880,null,null,1]
[5247,"SPPSPSTIES","SWPP","CFG",10,null,"Monitored","OKGE","BORDER","SPS","TUCO",345,null,1655,1655,1655,1655,1655,1655,1655,1655,"PTDF","LN BORDER - TUCO 345 kV",540,"BORDER7",515458,"TUCO_INT   7",525832,null,null,1]
[5247,"SPPSPSTIES","SWPP","CFG",10,null,"Monitored","OKGE","BVRCNTY7","SPS","HITCH",345,null,1655,1655,1655,1655,1655,1655,1655,1655,"PTDF","LN BVRCNTY7 - HITCH 345 kV",540,"BVRCNTY7",515554,"HITCHLAND 7",523097,null,null,1]
[5247,"SPPSPSTIES","SWPP","CFG",10,null,"Monitored","OKGE","BVRCNTY7","SPS","HITCH",345,null,1655,1655,1655,1655,1655,1655,1655,1655,"PTDF","LN BVRCNTY7 - HITCH 345 kV",540,"BVRCNTY7",515554,"HITCHLAND 7",523097,null,null,1]
[5247,"SPPSPSTIES","SWPP","CFG",10,null,"Monitored","SPS","FINNEY1","SPS","HITCH",345,null,1655,1655,1655,1655,1655,1655,1655,1655,"PTDF","LN FINNEY1 - HITCH 345 kV",540,"FINNEY 7",523853,"HITCHLAND 7",523097,null,null,1]
[5247,"SPPSPSTIES","SWPP","CFG",10,null,"Monitored","CSWS","JERICHO_","SPS","KIRBY_SU",115,null,1655,1655,1655,1655,1655,1655,1655,1655,"PTDF","LN JERICHO_ - KIRBY_SU 115 kV",540,"JERICHO3",512086,"KIRBY      3",524088,null,null,1]
[5247,"SPPSPSTIES","SWPP","CFG",10,null,"Monitored","SECI","LIBERAL_","SPS","TEXAS_CO",115,null,1655,1655,1655,1655,1655,1655,1655,1655,"PTDF","LN LIBERAL_ - TEXAS_CO 115 kV",540,"E-LIBER3",539672,"TXPHSF     3",523090,null,null,1]
[5247,"SPPSPSTIES","SWPP","CFG",10,null,"Monitored","CSWS","OKLAUNIO","SPS","TUCO",345,null,1655,1655,1655,1655,1655,1655,1655,1655,"PTDF","LN OKLAUNIO - TUCO 345 kV",540,"O.K.U.-7",511456,"TUCO_INT   7",525832,null,null,1]
[5247,"SPPSPSTIES","SWPP","CFG",10,null,"Monitored","CSWS","SHAM","SPS","MAGIC_CI",69,null,1655,1655,1655,1655,1655,1655,1655,1655,"PTDF","LN SHAM - MAGIC_CI 69 kV",540,"SHAM 2WT",512106,"MAGIC_CITY 2",523782,null,null,1]
[5247,"SPPSPSTIES","SWPP","CFG",10,null,"Monitored","CSWS","SHAMROCK","SPS","MCLEAN_S",115,null,1655,1655,1655,1655,1655,1655,1655,1655,"PTDF","LN SHAMROCK - MCLEAN_S 115 kV",540,"SHAM 3WT",512107,"MCLEAN     3",523811,null,null,1]
[5247,"SPPSPSTIES","SWPP","CFG",10,null,"Monitored","CSWS","SWEETWT6","SPS","WHEELER",230,null,1655,1655,1655,1655,1655,1655,1655,1655,"PTDF","LN SWEETWT6 - WHEELER 230 kV",540,"SWEETWT6",511541,"WHEELER    6",523777,null,null,1]
[5250,"SHAXFRELKXFR","SWPP","CFG",2,"SWPP","Monitored","CSWS","SHAM","CSWS","SHAM","115/69",null,63,69,63,69,63,69,63,69,"OTDF","XF SHAM 115/69 kV",4,"SHAM 3WT",512107,"SHAM 2WT",512106,null,null,1]
[5250,"SHAXFRELKXFR","SWPP","CFG",2,"SWPP","Contingent","CSWS","ELK-CITY","CSWS","ELK-CITY","230/138",null,63,69,63,69,63,69,63,69,"OTDF","XF ELK-CITY 230/138 kV",4,"ELKCITY6",511490,"ELKCTY-4",511458,null,null,2]
[5267,"RUSDARANOFTS","MISO","RCF",2,null,"Monitored","EES","RUSL_S","SPA","DARD_D",161,null,396,396,396,396,396,396,396,396,"OTDF","LN RUSL_S - DARD_D 161 kV",7.9,"5RUSSELVL.S",337904,"DARDANE5",505508,null,null,1]
[5267,"RUSDARANOFTS","MISO","RCF",2,null,"Contingent","EES","ARK_NU","OKGE","FTSMTH",500,null,396,396,396,396,396,396,396,396,"OTDF","LN ARK_NU - FTSMTH 500 kV",7.9,"8ANO%",337909,"FTSMITH8",515305,null,null,1]
[5320,"WELLYDWELNWT","SWPP","RCF",2,null,"Monitored","CSWS","WELSH","CSWS","LYDIA",345,null,905,1059,905,1059,905,1059,1056,1183,"OTDF","LN WELSH - LYDIA 345 kV",120,"WELSH  7",508359,"LYDIA  7",508298,null,null,1]
[5320,"WELLYDWELNWT","SWPP","RCF",2,null,"Contingent","CSWS","WELSH","CSWS","NWTEXAR",345,null,905,1059,905,1059,905,1059,1056,1183,"OTDF","LN WELSH - NWTEXAR 345 kV",120,"WELSH  7",508359,"NWTXARK7",508072,null,null,1]
[5324,"CEDCANMIDFRA","SWPP","CFG",2,null,"Monitored","OKGE","CDRLN","OKGE","CANDN",138,null,237,287,237,287,237,287,237,287,"OTDF","LN CDRLN - CANDN 138 kV",22,"CEDARLN4",514948,"CANADN-4",514947,null,null,1]
[5324,"CEDCANMIDFRA","SWPP","CFG",2,null,"Contingent","OKGE","MDWST","WFEC","FRNKLN1",138,null,237,287,237,287,237,287,237,287,"OTDF","LN MDWST - FRNKLN1 138 kV",22,"MIDWEST4",514946,"FRNKLNS4",520917,null,null,1]
[5340,"EROAVOFLIMON","SWPP","RCF",2,null,"Monitored","CSWS","EROGERS","CSWS","AVOCA",161,null,220,220,220,220,220,220,266,273,"OTDF","LN EROGERS - AVOCA 161 kV",24,"EROGERS5",506931,"AVOCA     5",504000,null,null,1]
[5340,"EROAVOFLIMON","SWPP","RCF",2,null,"Contingent","CSWS","FLINTCRK","AECI","BROOK_LN",345,null,220,220,220,220,220,220,266,273,"OTDF","LN FLINTCRK - BROOK_LN 345 kV",24,"FLINTCR7",506935,"BROOKLINE  7",549984,null,null,1]
[5348,"NPLSTOGTLRED","SWPP","INT",2,null,"Monitored","NPPD","N_PLT1","NPPD","STOCKVL",115,null,137,151,137,151,137,151,137,151,"OTDF","LN N_PLT1 - STOCKVL 115 kV",15,"N.PLATT7",640287,"STOCKVL7",640365,null,null,1]
[5348,"NPLSTOGTLRED","SWPP","INT",2,null,"Contingent","NPPD","G_GENT1","NPPD","REDWLO1",345,null,137,151,137,151,137,151,137,151,"OTDF","LN G_GENT1 - REDWLO1 345 kV",15,"GENTLMN3",640183,"REDWILO3",640325,null,null,1]
[5364,"BRKXF1BRKXF2","SWPP","RCF",2,null,"Monitored","AECI","BROOK_LN","AECI","BROOK_LN","345/161",null,400,400,400,400,400,400,400,400,"OTDF","XF BROOK_LN 345/161 kV",106,"BROOKLINE  7",549984,"BROOKLINE  5",549969,null,null,1]
[5364,"BRKXF1BRKXF2","SWPP","RCF",2,null,"Contingent","AECI","BROOK_LN","AECI","BROOK_LN","345/161",null,400,400,400,400,400,400,400,400,"OTDF","XF BROOK_LN 345/161 kV",106,"BROOKLINE  7",549984,"BROOKLINE  5",549969,null,null,2]
[5371,"OSGCANBUSDEA","SWPP","INT",2,null,"Monitored","SPS","RANDALL1","SPS","CANYON_E",115,null,96,106,96,106,96,106,96,106,"OTDF","LN RANDALL1 - CANYON_E 115 kV",44,"RANDALL    3",524364,"CANYON E_TP3",524522,null,null,1]
[5371,"OSGCANBUSDEA","SWPP","INT",2,null,"Contingent","SPS","BUSHLAND","SPS","DEAFSMIT",230,null,96,106,96,106,96,106,96,106,"OTDF","LN BUSHLAND - DEAFSMIT 230 kV",44,"BUSHLAND   6",524267,"DEAFSMITH  6",524623,null,null,1]
[5375,"NEORIVNEOBLC","SWPP","RCF",2,null,"Monitored","WR","NSES","EDE","RAM452",161,null,205,223,205,223,205,223,205,223,"OTDF","LN NSES - RAM452 161 kV",40,"NEOSHO 5",532937,"RIV4525",547469,null,null,1]
[5375,"NEORIVNEOBLC","SWPP","RCF",2,null,"Contingent","WR","N345","AECI","BLACKBRY",345,null,205,223,205,223,205,223,205,223,"OTDF","LN N345 - BLACKBRY 345 kV",40,"NEOSHO 7",532793,"7BLACKBERRY",300739,null,null,1]
[5376,"IPMWALDOLSWS","MISO","RCF",2,"MISO","Monitored","CLEC","IPMANS","CSWS","WALLACE3",138,null,188,188,188,188,188,188,233,234,"OTDF","LN IPMANS - WALLACE3 138 kV",30,"IPAPER 4",500430,"WALLAKE4",507765,null,null,1]
[5376,"IPMWALDOLSWS","MISO","RCF",2,"MISO","Contingent","CLEC","DOLET","CSWS","SWSHREV",345,null,188,188,188,188,188,188,233,234,"OTDF","LN DOLET - SWSHREV 345 kV",30,"DOLHILL7",500250,"SW SHV 7",507760,null,null,1]
[5393,"IATXFRIATSTR","SWPP","RCF",2,null,"Monitored","KCPL","IATAN","KCPL","IATAN","345/161",null,650,715,650,715,650,715,650,715,"OTDF","XF IATAN 345/161 kV",56,"IATAN  7",542982,"IATAN5",541350,null,null,1]
[5393,"IATXFRIATSTR","SWPP","RCF",2,null,"Contingent","KCPL","IATAN","WR","STRA",345,null,650,715,650,715,650,715,650,715,"OTDF","LN IATAN - STRA 345 kV",56,"IATAN  7",542982,"STRANGR7",532772,null,null,1]
[5396,"ARCXFRARCNOW","SWPP","INT",2,null,"Monitored","OKGE","ARCAD7","OKGE","ARCAD7","345/138",null,429,448,429,448,429,448,429,448,"OTDF","XF ARCAD7 345/138 kV",24,"ARCADIA7",514908,"ARCADIA4",514907,null,null,1]
[5396,"ARCXFRARCNOW","SWPP","INT",2,null,"Contingent","OKGE","ARCAD7","OKGE","NOWST1",345,null,429,448,429,448,429,448,429,448,"OTDF","LN ARCAD7 - NOWST1 345 kV",24,"ARCADIA7",514908,"NORTWST7",514880,null,null,1]
[5401,"SSHWALDOLXFR","SWPP","RCF",2,"MISO","Monitored","CSWS","SSHREVE","CSWS","WALLACE3",138,null,188,188,188,188,188,188,204,229,"OTDF","LN SSHREVE - WALLACE3 138 kV",28,"S SHV  4",507755,"WALLAKE4",507765,null,null,1]
[5401,"SSHWALDOLXFR","SWPP","RCF",2,"MISO","Contingent","CLEC","DOLET","CLEC","DOLET","345/230",null,188,188,188,188,188,188,204,229,"OTDF","XF DOLET 345/230 kV",28,"DOLHILL7",500250,"DOLHILL6",500260,null,null,2]
[5402,"BRKXF2BRKXF1","SWPP","RCF",2,"MISO","Monitored","AECI","BROOK_LN","AECI","BROOK_LN","345/161",null,400,400,400,400,400,400,400,400,"OTDF","XF BROOK_LN 345/161 kV",106,"BROOKLINE  7",549984,"BROOKLINE  5",549969,null,null,2]
[5402,"BRKXF2BRKXF1","SWPP","RCF",2,"MISO","Contingent","AECI","BROOK_LN","AECI","BROOK_LN","345/161",null,400,400,400,400,400,400,400,400,"OTDF","XF BROOK_LN 345/161 kV",106,"BROOKLINE  7",549984,"BROOKLINE  5",549969,null,null,1]
[5404,"AFTXFRAFTMIA","SWPP","INT",2,"SWPP","Monitored","GRDA","AFTON1","GRDA","AFTON1","161/69",null,50,63,50,63,50,63,50,63,"OTDF","XF AFTON1 161/69 kV",6,"AFTON  5",512632,"AFTON  2",512633,null,null,1]
[5404,"AFTXFRAFTMIA","SWPP","INT",2,"SWPP","Contingent","GRDA","AFTON1","GRDA","MIAMI_1",161,null,50,63,50,63,50,63,50,63,"OTDF","LN AFTON1 - MIAMI_1 161 kV",6,"AFTON  5",512632,"MIAMI  5",512631,null,null,1]
[5406,"VINHAYKNOXFR","SWPP","INT",2,null,"Monitored","MIDW","VINETAP3","MIDW","NHAYS",115,null,83,99,83,99,83,99,83,99,"OTDF","LN VINETAP3 - NHAYS 115 kV",6,"VINETAP3",530693,"N HAYS3",530581,null,null,1]
[5406,"VINHAYKNOXFR","SWPP","INT",2,null,"Contingent","MIDW","KNOLL1","MIDW","KNOLL1","230/115",null,83,99,83,99,83,99,83,99,"OTDF","XF KNOLL1 230/115 kV",6,"KNOLL 6",530558,"KNOLL  3",530561,null,null,3]
[5407,"PENMUN87TCRA","SWPP","INT",2,null,"Monitored","WR","PENT","WR","MUND3",115,null,173,206,173,206,173,206,173,206,"OTDF","LN PENT - MUND3 115 kV",22,"PENTAGN3",533261,"MUND   3",533282,null,null,2]
[5407,"PENMUN87TCRA","SWPP","INT",2,null,"Contingent","WR","87TH_ST","KCPL","CRAIG",345,null,173,206,173,206,173,206,173,206,"OTDF","LN 87TH_ST - CRAIG 345 kV",22,"87TH 7",532775,"CRAIG  7",542977,null,null,1]
[5416,"MINXFRMINSET","SWPP","INT",3,"SWPP","Contingent","SECI","MINGO1","SECI","SETAB1",345,null,280,308,280,308,280,308,280,308,"OTDF","LN MINGO1 - SETAB1 345 kV",23,"MINGO  7",531451,"SETAB  7",531465,null,null,1]
[5419,"LYDIAVALIANT","SWPP","RCF",1,"MISO","Monitored","CSWS","LYDIA","CSWS","VALLIANT",345,null,1011,1011,1011,1011,1011,1011,1187,1187,"PTDF","LN LYDIA - VALLIANT 345 kV",77,"LYDIA  7",508298,"VALIANT7",510911,null,null,1]
[5422,"ELKXFRSWEWHE","SWPP","INT",2,"MISO","Monitored","CSWS","ELK-CITY","CSWS","ELK-CITY","230/138",null,279,330,279,330,279,330,331,373,"OTDF","XF ELK-CITY 230/138 kV",3,"ELKCITY6",511490,"ELKCTY-4",511458,null,null,2]
[5422,"ELKXFRSWEWHE","SWPP","INT",2,"MISO","Contingent","CSWS","SWEETWT6","SPS","WHEELER",230,null,279,330,279,330,279,330,331,373,"OTDF","LN SWEETWT6 - WHEELER 230 kV",3,"SWEETWT6",511541,"WHEELER    6",523777,null,null,1]
[5424,"DOLXFRLONSAR","MISO","RCF",2,null,"Monitored","CLEC","DOLET","CLEC","DOLET","345/230",null,700,770,700,770,700,770,700,770,"OTDF","XF DOLET 345/230 kV",93,"DOLHILL7",500250,"DOLHILL6",500260,null,null,2]
[5424,"DOLXFRLONSAR","MISO","RCF",2,null,"Contingent","CSWS","LONGWOO","EES","SAREPT",345,null,700,770,700,770,700,770,700,770,"OTDF","LN LONGWOO - SAREPT 345 kV",93,"LONGWD 7",508809,"7SAREPTA%",337376,null,null,1]
[5425,"ASHCRALYDVAL","SWPP","RCF",2,null,"Monitored","CSWS","W_ASHDWN","CSWS","CRAIG_J",138,null,278,278,278,278,278,278,287,287,"OTDF","LN W_ASHDWN - CRAIG_J 138 kV",22,"ASHDWN_W  4",504124,"CRAIGJT4",510890,null,null,1]
[5425,"ASHCRALYDVAL","SWPP","RCF",2,null,"Contingent","CSWS","LYDIA","CSWS","VALLIANT",345,null,278,278,278,278,278,278,287,287,"OTDF","LN LYDIA - VALLIANT 345 kV",22,"LYDIA  7",508298,"VALIANT7",510911,null,null,1]
[5426,"FULPATLONSAR","SWPP","INT",2,null,"Monitored","CSWS","FULTON_C","EES","PAT_WX",115,null,158,158,158,158,158,158,159,159,"OTDF","LN FULTON_C - PAT_WX 115 kV",19,"FULTON    3",503912,"3PATMOS.W#",338875,null,null,1]
[5426,"FULPATLONSAR","SWPP","INT",2,null,"Contingent","CSWS","LONGWOO","EES","SAREPT",345,null,158,158,158,158,158,158,159,159,"OTDF","LN LONGWOO - SAREPT 345 kV",19,"LONGWD 7",508809,"7SAREPTA%",337376,null,null,1]
[5427,"PENAFTGRDTON","SWPP","RCF",2,null,"Monitored","GRDA","PENSA1","GRDA","KETCHUM",161,null,194,194,194,194,194,194,248,248,"OTDF","LN PENSA1 - KETCHUM 161 kV",21,"PENSA  5",512654,"KETCHUM5",512669,null,null,1]
[5427,"PENAFTGRDTON","SWPP","RCF",2,null,"Contingent","GRDA","GRDA17","GRDA","TONNECE",345,null,194,194,194,194,194,194,248,248,"OTDF","LN GRDA17 - TONNECE 345 kV",21,"GRDA1  7",512650,"TONECE7",512750,null,null,1]
[5440,"CALNORINDDEL","SWPP","CFG",2,null,"Monitored","EES","CALICO","SPA","NORFORK",161,null,334,334,334,334,334,334,334,334,"OTDF","LN CALICO - NORFORK 161 kV",3,"5CALICO ROCK",338130,"NORFORK5",505448,null,null,1]
[5440,"CALNORINDDEL","SWPP","CFG",2,null,"Contingent","EES","INDEP2","EES","DELL",500,null,334,334,334,334,334,334,334,334,"OTDF","LN INDEP2 - DELL 500 kV",3,"8ISES%",338145,"8DELL%",338187,null,null,1]
[5444,"TUCJONTUCCAR","SWPP","INT",2,null,"Monitored","SPS","TUCO","SPS","JONESSUB",230,null,499,549,499,549,499,549,555,610,"OTDF","LN TUCO - JONESSUB 230 kV",124,"TUCO_INT   6",525830,"JONES      6",526337,null,null,1]
[5444,"TUCJONTUCCAR","SWPP","INT",2,null,"Contingent","SPS","TUCO","SPS","CARLISLE",230,null,499,549,499,549,499,549,555,610,"OTDF","LN TUCO - CARLISLE 230 kV",124,"TUCO_INT   6",525830,"CARLISLE   6",526161,null,null,1]
[5445,"SPRCLAHUBMOR","SWPP","INT",2,"SWPP","Monitored","SPA","SPRGFLD","AECI","CLAY2",161,null,218,218,189,189,218,218,223,223,"OTDF","LN SPRGFLD - CLAY2 161 kV",21,"SPRGFLD5",505492,"CLAY       5",549970,null,null,1]
[5445,"SPRCLAHUBMOR","SWPP","INT",2,"SWPP","Contingent","AECI","MRGN_345","AECI","HUBEN",345,null,218,218,189,189,218,218,223,223,"OTDF","LN MRGN_345 - HUBEN 345 kV",21,"7MORGAN",300045,"7HUBEN",300042,null,null,1]
[5452,"NEORIVASBLIT","SWPP","INT",2,null,"Monitored","WR","NSES","EDE","RAM452",161,null,205,223,205,223,205,223,205,223,"OTDF","LN NSES - RAM452 161 kV",50,"NEOSHO 5",532937,"RIV4525",547469,null,null,1]
[5452,"NEORIVASBLIT","SWPP","INT",2,null,"Contingent","WR","LITC","EDE","ASB3491",161,null,205,223,205,223,205,223,205,223,"OTDF","LN LITC - ASB3491 161 kV",50,"LITCH  5",532932,"ASB349 5",547476,null,null,1]
[5469,"MARMARMARCRE","SWPP","RCF",2,"SWPP","Monitored","AECI","MARYVIL","MPS","MRYVL_SJ",161,null,225,225,225,225,225,225,225,225,"OTDF","LN MARYVIL - MRYVL_SJ 161 kV",18,"5MARYVL",300097,"MARYVLE5",541251,null,null,1]
[5469,"MARMARMARCRE","SWPP","RCF",2,"SWPP","Contingent","AECI","MARYVIL","WAUE","CRESTONW",161,null,225,225,225,225,225,225,225,225,"OTDF","LN MARYVIL - CRESTONW 161 kV",18,"5MARYVL",300097,"CRESTON5",652560,null,null,1]
[5475,"SEMPARSEMVAN","SWPP","INT",2,null,"Monitored","OKGE","SEMINOLE","OKGE","PRKLN1",138,null,379,382,379,382,379,382,379,382,"OTDF","LN SEMINOLE - PRKLN1 138 kV",24,"SEMINOL4",515044,"PARKLN 4",515178,null,null,1]
[5475,"SEMPARSEMVAN","SWPP","INT",2,null,"Contingent","OKGE","SEMINOLE","OKGE","VANOS",138,null,379,382,379,382,379,382,379,382,"OTDF","LN SEMINOLE - VANOS 138 kV",24,"SEMINOL4",515044,"VANOSS 4",515531,null,null,1]
[5477,"HARPOTHARPOT","SWPP","INT",2,null,"Monitored","SPS","HARRSUB","SPS","POTTER_S",230,null,319,319,319,319,319,319,329,329,"OTDF","LN HARRSUB - POTTER_S 230 kV",46,"HARRNG_EST 6",523979,"POTTER_CO  6",523959,null,null,1]
[5477,"HARPOTHARPOT","SWPP","INT",2,null,"Contingent","SPS","HARRSUB","SPS","RLNGHILS",230,null,319,319,319,319,319,319,329,329,"OTDF","LN HARRSUB - RLNGHILS 230 kV",46,"HARRNG_EST 6",523979,"ROLLHILLS  6",524010,null,null,1]
[5479,"DEAXFRDEAXFR","SWPP","INT",2,null,"Monitored","SPS","DEAFSMIT","SPS","DEAFSMIT","230/115",null,248,285,248,285,248,285,273,310,"OTDF","XF DEAFSMIT 230/115 kV",6,"DEAFSMITH  6",524623,"DEAFSMITH  3",524622,null,null,1]
[5479,"DEAXFRDEAXFR","SWPP","INT",2,null,"Contingent","SPS","DEAFSMIT","SPS","DEAFSMIT","230/115",null,248,285,248,285,248,285,273,310,"OTDF","XF DEAFSMIT 230/115 kV",6,"DEAFSMITH  6",524623,"DEAFSMITH  3",524622,null,null,2]
[5496,"EASXFREASSTJ","SWPP","RCF",2,null,"Monitored","MPS","EASTTOWN","MPS","EASTTOWN","345/161",null,400,440,400,440,400,440,400,440,"OTDF","XF EASTTOWN 345/161 kV",77,"EASTOWN7",541400,"EASTOWN5",541401,null,null,1]
[5496,"EASXFREASSTJ","SWPP","RCF",2,null,"Contingent","MPS","EASTTOWN","MPS","ST_JOE",345,null,400,440,400,440,400,440,400,440,"OTDF","LN EASTTOWN - ST_JOE 345 kV",77,"EASTOWN7",541400,"ST JOE 3",541199,null,null,1]
[5497,"HAWXFRHAWXFR","SWPP","INT",2,null,"Monitored","KCPL","HAWTHORN","KCPL","HAWTHORN","345/161",null,500,550,500,550,500,550,500,550,"OTDF","XF HAWTHORN 345/161 kV",174,"HAWTH  7",542972,"HAWTHRN5",542973,null,null,1]
[5497,"HAWXFRHAWXFR","SWPP","INT",2,null,"Contingent","KCPL","HAWTHORN","KCPL","HAWTHORN","345/161",null,500,550,500,550,500,550,500,550,"OTDF","XF HAWTHORN 345/161 kV",174,"HAWTH  7",542972,"HAWTHRN5",542973,null,null,2]
[5498,"CRALENGRECED","SWPP","INT",2,null,"Monitored","KCPL","CRAIG","KCPL","LENEXA",161,null,351,351,293,334,351,351,368,368,"OTDF","LN CRAIG - LENEXA 161 kV",52,"CRAIG  5",542978,"LENEXAN5",543039,null,null,2]
[5498,"CRALENGRECED","SWPP","INT",2,null,"Contingent","KCPL","CEDAR_CR","KCPL","GRNWOOD",161,null,351,351,293,334,351,351,368,368,"OTDF","LN CEDAR_CR - GRNWOOD 161 kV",52,"CEDRCRK5",543049,"SHWNMSN5",543031,null,null,1]
[5499,"NORCROGRACRO","SWPP","INT",2,null,"Monitored","KCPL","NRTHEAST","KCPL","CROSTOWN",161,null,259,259,259,259,259,259,259,259,"OTDF","LN NRTHEAST - CROSTOWN 161 kV",26,"NEASTREA",542985,"CROSTWN5",542990,null,null,1]
[5499,"NORCROGRACRO","SWPP","INT",2,null,"Contingent","KCPL","GA_WEST","KCPL","CROSTOWN",161,null,259,259,259,259,259,259,259,259,"OTDF","LN GA_WEST - CROSTOWN 161 kV",26,"GRAND W5",542988,"CROSTWN5",542990,null,null,1]
[5501,"CBLS56ROLMAD","SWPP","RCF",2,null,"Monitored","MEC","CBLUFFS","OPPD","SUB3456",345,null,956,956,1195,1195,956,956,956,956,"OTDF","LN CBLUFFS - SUB3456 345 kV",83,"CBLUFFS3",635000,"S3456  3",645456,null,null,1]
[5501,"CBLS56ROLMAD","SWPP","RCF",2,null,"Contingent","MEC","ROLLHILS","MEC","MADNCO",345,null,956,956,1195,1195,956,956,956,956,"OTDF","LN ROLLHILS - MADNCO 345 kV",83,"RLHILLS3",635100,"MADISON3",635635,null,null,1]
[5502,"CBLS56FALGRI","SWPP","RCF",2,"SWPP","Monitored","MEC","CBLUFFS","OPPD","SUB3456",345,null,956,956,956,956,956,956,956,956,"OTDF","LN CBLUFFS - SUB3456 345 kV",82,"CBLUFFS3",635000,"S3456  3",645456,null,null,1]
[5502,"CBLS56FALGRI","SWPP","RCF",2,"SWPP","Contingent","MEC","FALLOWAV","MEC","GRIMES",345,null,956,956,956,956,956,956,956,956,"OTDF","LN FALLOWAV - GRIMES 345 kV",82,"FALLOW 3",635590,"GRIMES 3",635600,null,null,1]
[5504,"KEYOGAKEYGEN","SWPP","INT",2,null,"Monitored","NPPD","KEYSTONE","NPPD","OGALALA",115,null,400,440,400,440,400,440,400,440,"OTDF","LN KEYSTONE - OGALALA 115 kV",21,"KEYSTON7",640253,"OGALALA7",659801,null,null,1]
[5504,"KEYOGAKEYGEN","SWPP","INT",2,null,"Contingent","NPPD","KEYSTONE","NPPD","G_GENT1",345,null,400,440,400,440,400,440,400,440,"OTDF","LN KEYSTONE - G_GENT1 345 kV",21,"KEYSTON3",640252,"GENTLMN3",640183,null,null,1]
[5507,"VICXFRWAYSTE","SWPP","INT",2,null,"Monitored","NPPD","VICTRY_H","NPPD","VICTRY_H","230/115",null,187,234,187,234,187,234,187,234,"OTDF","XF VICTRY_H 230/115 kV",15,"VICTRYH4",640396,"VICTRYH7",640397,null,null,1]
[5507,"VICXFRWAYSTE","SWPP","INT",2,null,"Contingent","WAUE","STEGALL","WAUE","WAYSID_W",230,null,187,234,187,234,187,234,187,234,"OTDF","LN STEGALL - WAYSID_W 230 kV",15,"STEGALLWECCG",652573,"WAYSIDE4",640404,null,null,1]
[5508,"NEBS56S40S55","SWPP","RCF",2,null,"Monitored","OPPD","NEBRCTY","OPPD","SUB3456",345,null,956,956,956,956,956,956,956,956,"OTDF","LN NEBRCTY - SUB3456 345 kV",162,"S3458  3",645458,"S3456  3",645456,null,null,1]
[5508,"NEBS56S40S55","SWPP","RCF",2,null,"Contingent","OPPD","SUB3740","OPPD","SUB3455",345,null,956,956,956,956,956,956,956,956,"OTDF","LN SUB3740 - SUB3455 345 kV",162,"S3740  3",645740,"S3455  3",645455,null,null,1]
[5509,"SIOTWIRAUHOS","SWPP","RCF",2,"SWPP","Monitored","WAUE","SIOUXCY","NPPD","TWINCHUR",230,null,320,341,320,341,320,341,320,341,"OTDF","LN SIOUXCY - TWINCHUR 230 kV",17,"SIOUXCY4",652565,"TWIN CH4",640386,null,null,1]
[5509,"SIOTWIRAUHOS","SWPP","RCF",2,"SWPP","Contingent","MEC","RAUN","NPPD","HOSKINS",345,null,320,341,320,341,320,341,320,341,"OTDF","LN RAUN - HOSKINS 345 kV",17,"RAUN   3",635200,"HOSKINS3",640226,null,null,1]
[5510,"SIDOGASIDKEY","SWPP","INT",2,"SWPP","Monitored","NPPD","SIDNEY","NPPD","OGALALA",230,null,320,352,320,352,320,352,320,352,"OTDF","LN SIDNEY - OGALALA 230 kV",39,"SIDNEY 4",659134,"OGALALA4",640302,null,null,1]
[5510,"SIDOGASIDKEY","SWPP","INT",2,"SWPP","Contingent","WAUE","SIDNEYM","NPPD","KEYSTONE",345,null,320,352,320,352,320,352,320,352,"OTDF","LN SIDNEYM - KEYSTONE 345 kV",39,"SIDNEY 3",659133,"KEYSTON3",640252,null,null,1]
[5511,"HOBCARHOBALT","SWPP","INT",2,null,"Monitored","CSWS","HOBART_J","CSWS","CRNGIE_S",138,null,136,136,136,136,136,136,169,169,"OTDF","LN HOBART_J - CRNGIE_S 138 kV",18,"RKY_RDG4",511463,"CARNEG-4",511445,null,null,1]
[5511,"HOBCARHOBALT","SWPP","INT",2,null,"Contingent","CSWS","HOBART_J","CSWS","MARTHA",138,null,136,136,136,136,136,136,169,169,"OTDF","LN HOBART_J - MARTHA 138 kV",18,"RKY_RDG4",511463,"MARTHA",511564,null,null,1]
[5514,"ARSMCWARSTRI","SWPP","INT",3,"MISO","Monitored","CSWS","ARSENAL","CSWS","MCWILLIE",138,null,271,308,271,308,271,308,339,368,"OTDF","LN ARSENAL - MCWILLIE 138 kV",19,"ARSHILL4",507711,"MCWILLI4",507742,null,null,1]
[5514,"ARSMCWARSTRI","SWPP","INT",3,"MISO","Contingent","CSWS","ARSENAL","CSWS","FORTHUM",138,null,271,308,271,308,271,308,339,368,"OTDF","LN ARSENAL - FORTHUM 138 kV",19,"ARSHILL4",507711,"FTHUMBG4",507731,null,null,1]
[5514,"ARSMCWARSTRI","SWPP","INT",3,"MISO","Contingent","CSWS","FORTHUM","CSWS","TRICHEL",138,null,271,308,271,308,271,308,339,368,"OTDF","LN FORTHUM - TRICHEL 138 kV",19,"FTHUMBG4",507731,"TRICHEL4",507763,null,null,1]
[5523,"ASHCRAANOFTS","SWPP","INT",2,null,"Monitored","CSWS","W_ASHDWN","CSWS","CRAIG_J",138,null,278,278,278,278,278,278,287,287,"OTDF","LN W_ASHDWN - CRAIG_J 138 kV",17,"ASHDWN_W  4",504124,"CRAIGJT4",510890,null,null,1]
[5523,"ASHCRAANOFTS","SWPP","INT",2,null,"Contingent","EES","ARK_NU","OKGE","FTSMTH",500,null,278,278,278,278,278,278,287,287,"OTDF","LN ARK_NU - FTSMTH 500 kV",17,"8ANO%",337909,"FTSMITH8",515305,null,null,1]
[5525,"BONHACAESTAR","SWPP","INT",2,null,"Monitored","CSWS","BONANZA","CSWS","HACKETT",161,null,158,178,158,178,158,178,196,212,"OTDF","LN BONANZA - HACKETT 161 kV",7,"BONANZA5",507182,"HACKETT   5",504181,null,null,1]
[5525,"BONHACAESTAR","SWPP","INT",2,null,"Contingent","OKGE","AES5","OKGE","TARBY1",161,null,158,178,158,178,158,178,196,212,"OTDF","LN AES5 - TARBY1 161 kV",7,"AES    5",515262,"TARBY  5",515264,null,null,1]
[5526,"REDMINAXTPOS","SWPP","RCF",2,null,"Monitored","NPPD","REDWLO1","SECI","MINGO1",345,null,785,785,785,785,785,785,785,785,"OTDF","LN REDWLO1 - MINGO1 345 kV",81,"REDWILO3",640325,"MINGO  7",531451,null,null,1]
[5526,"REDMINAXTPOS","SWPP","RCF",2,null,"Contingent","MIDW","AXTELL1","MIDW","POSTROCK",345,null,785,785,785,785,785,785,785,785,"OTDF","LN AXTELL1 - POSTROCK 345 kV",81,"AXTELL 3",640065,"POSTROCK7",530583,null,null,1]
[5527,"KNONHAPOSSHA","SWPP","INT",2,null,"Monitored","MIDW","KNOLL1","MIDW","NHAYS",115,null,83,99,83,99,83,99,83,99,"OTDF","LN KNOLL1 - NHAYS 115 kV",13,"KNOLL  3",530561,"N HAYS3",530581,null,null,1]
[5527,"KNONHAPOSSHA","SWPP","INT",2,null,"Contingent","MIDW","POSTROCK","MIDW","SHAYS",230,null,83,99,83,99,83,99,83,99,"OTDF","LN POSTROCK - SHAYS 230 kV",13,"POSTROCK6",530584,"S HAYS6",530582,null,null,2]
[5528,"SMOSUMMULCIR","SWPP","INT",2,null,"Monitored","MIDW","WR_SMKHL","MIDW","SUMM",230,null,319,350,319,350,319,350,319,350,"OTDF","LN WR_SMKHL - SUMM 230 kV",33,"SMOKYHL6",530592,"SUMMIT 6",532873,null,null,1]
[5528,"SMOSUMMULCIR","SWPP","INT",2,null,"Contingent","SECI","MULGRE2","WR","CIRC",230,null,319,350,319,350,319,350,319,350,"OTDF","LN MULGRE2 - CIRC 230 kV",33,"GRTBEND6",539679,"CIRCLE 6",532871,null,null,1]
[5529,"SPSNMTIES","SWPP","INT",3,null,"Monitored","SPS","CROSSRDS","SPS","EDDY_CO",345,null,260,260,260,260,260,260,260,260,"PTDF","LN CROSSRDS - EDDY_CO 345 kV",159,"CROSSROADS7",527656,"EDDY_CNTY  7",527802,null,null,1]
[5529,"SPSNMTIES","SWPP","INT",3,null,"Monitored","SPS","SAN_JUAN","SPS","CHAVES",230,null,260,260,260,260,260,260,260,260,"PTDF","LN SAN_JUAN - CHAVES 230 kV",159,"SN_JUAN_WND6",524885,"CHAVES_CNTY6",527483,null,null,1]
[5529,"SPSNMTIES","SWPP","INT",3,null,"Monitored","SPS","YOAKUM","SPS","HOBBS",230,null,260,260,260,260,260,260,260,260,"PTDF","LN YOAKUM - HOBBS 230 kV",159,"YOAKUM     6",526935,"HOBBS_INT  6",527894,null,null,1]
[5530,"SWEGRISWEAXT","SWPP","INT",2,null,"Monitored","NPPD","SWEETW4","NPPD","GRISLD1",345,null,717,789,717,789,717,789,717,789,"OTDF","LN SWEETW4 - GRISLD1 345 kV",44,"SWEET W3",640374,"GR ISLD3",652571,null,null,1]
[5530,"SWEGRISWEAXT","SWPP","INT",2,null,"Contingent","NPPD","SWEETW4","NPPD","AXTELL1",345,null,717,789,717,789,717,789,717,789,"OTDF","LN SWEETW4 - AXTELL1 345 kV",44,"SWEET W3",640374,"AXTELL 3",640065,null,null,1]
[5531,"FTCRAUSHCHOS","SWPP","RCF",2,null,"Monitored","OPPD","FT_CAL","MEC","RAUN",345,null,956,956,956,956,956,956,956,956,"OTDF","LN FT_CAL - RAUN 345 kV",180,"S3451  3",645451,"RAUN   3",635200,null,null,1]
[5531,"FTCRAUSHCHOS","SWPP","RCF",2,null,"Contingent","NPPD","SHELLCRK","NPPD","HOSKINS",345,null,956,956,956,956,956,956,956,956,"OTDF","LN SHELLCRK - HOSKINS 345 kV",180,"SHELCRK3",640342,"HOSKINS3",640226,null,null,1]
[5533,"EASESIEASSTJ","SWPP","INT",2,null,"Monitored","MPS","EASTTOWN","MPS","EAST2",161,null,357,390,293,334,357,390,422,449,"OTDF","LN EASTTOWN - EAST2 161 kV",53,"EASTOWN5",541401,"EAST 5",541254,null,null,1]
[5533,"EASESIEASSTJ","SWPP","INT",2,null,"Contingent","MPS","EASTTOWN","MPS","ST_JOE",345,null,357,390,293,334,357,390,422,449,"OTDF","LN EASTTOWN - ST_JOE 345 kV",53,"EASTOWN7",541400,"ST JOE 3",541199,null,null,1]
[5536,"PITECKCLIHOL","SWPP","RCF",2,null,"Monitored","AECI","PITTSVI2","AECI","5LEVASY",161,null,227,227,227,227,227,227,252,252,"OTDF","LN PITTSVI2 - 5LEVASY 161 kV",5,"5PITTSV",300110,"5LEVASY",300320,null,null,1]
[5536,"PITECKCLIHOL","SWPP","RCF",2,null,"Contingent","AECI","HOLDEN_A","AECI","CLINTON",161,null,227,227,227,227,227,227,252,252,"OTDF","LN HOLDEN_A - CLINTON 161 kV",5,"5HOLDEN",300124,"5CLINTN",300071,null,null,1]
[5537,"PATFULSARLON","SWPP","INT",2,"SWPP","Monitored","EES","PAT_WX","CSWS","FULTON_C",115,null,158,158,158,158,158,158,159,159,"OTDF","LN PAT_WX - FULTON_C 115 kV",79,"3PATMOS.W#",338875,"FULTON    3",503912,null,null,1]
[5537,"PATFULSARLON","SWPP","INT",2,"SWPP","Contingent","EES","SAREPT","CSWS","LONGWOO",345,null,158,158,158,158,158,158,159,159,"OTDF","LN SAREPT - LONGWOO 345 kV",79,"7SAREPTA%",337376,"LONGWD 7",508809,null,null,1]
[5538,"MOBSALTHHSAL","SWPP","RCF",2,null,"Monitored","AMRN","MOB","KCPL","SALISBRY",161,null,187,211,187,211,187,211,245,245,"OTDF","LN MOB - SALISBRY 161 kV",15,"5MOBERLY",345221,"SALSBRY5",543062,null,null,1]
[5538,"MOBSALTHHSAL","SWPP","RCF",2,null,"Contingent","AECI","TH_HILL","KCPL","SALISBRY",161,null,187,211,187,211,187,211,245,245,"OTDF","LN TH_HILL - SALISBRY 161 kV",15,"5THMHIL",300120,"SALSBRY5",543062,null,null,1]
[5540,"EROAVOWASNEO","SWPP","RCF",2,null,"Monitored","CSWS","EROGERS","CSWS","AVOCA",161,null,220,220,220,220,220,220,266,273,"OTDF","LN EROGERS - AVOCA 161 kV",30,"EROGERS5",506931,"AVOCA     5",504000,null,null,1]
[5540,"EROAVOWASNEO","SWPP","RCF",2,null,"Contingent","SPA","NEOSPA","AECI","5WASHBR",161,null,220,220,220,220,220,220,266,273,"OTDF","LN NEOSPA - 5WASHBR 161 kV",30,"NEO SPA5",505486,"5WASHBRN",300129,null,null,1]
[5542,"HANMUSAGEPEC","SWPP","INT",2,null,"Monitored","OKGE","HANCK","OKGE","MUSKOGEE",161,null,223,223,223,223,223,223,223,223,"OTDF","LN HANCK - MUSKOGEE 161 kV",21,"HANCOK-5",515250,"MUSKOGE5",515222,null,null,1]
[5542,"HANMUSAGEPEC","SWPP","INT",2,null,"Contingent","OKGE","PECAN1","OKGE","AGNCY1",161,null,223,223,223,223,223,223,223,223,"OTDF","LN PECAN1 - AGNCY1 161 kV",21,"PECANCK5",515234,"AGENCY 5",515230,null,null,1]
[5543,"DEAXFRDEXFR2","SWPP","INT",2,null,"Monitored","SPS","DEAFSMIT","SPS","DEAFSMIT","230/115",null,248,285,248,285,248,285,273,310,"OTDF","XF DEAFSMIT 230/115 kV",6,"DEAFSMITH  6",524623,"DEAFSMITH  3",524622,null,null,2]
[5543,"DEAXFRDEXFR2","SWPP","INT",2,null,"Contingent","SPS","DEAFSMIT","SPS","DEAFSMIT","230/115",null,248,285,248,285,248,285,273,310,"OTDF","XF DEAFSMIT 230/115 kV",6,"DEAFSMITH  6",524623,"DEAFSMITH  3",524622,null,null,1]
[5546,"TUCXFRTUCXFR","SWPP","INT",2,null,"Monitored","SPS","TUCO","SPS","TUCO","230/115",null,239,239,239,239,239,239,239,239,"OTDF","XF TUCO 230/115 kV",26,"TUCO_INT   6",525830,"TUCO_INT   3",525828,null,null,6]
[5546,"TUCXFRTUCXFR","SWPP","INT",2,null,"Contingent","SPS","TUCO","SPS","TUCO","230/115",null,239,239,239,239,239,239,239,239,"OTDF","XF TUCO 230/115 kV",26,"TUCO_INT   6",525830,"TUCO_INT   3",525828,null,null,2]
[5548,"SUNAMOTOLYOA","SWPP","INT",2,null,"Monitored","SPS","SUNDOWN2","SPS","AMOCO_SW",230,null,319,319,319,319,319,319,329,329,"OTDF","LN SUNDOWN2 - AMOCO_SW 230 kV",76,"SUNDOWN    6",526435,"AMOCO_SS   6",526460,null,null,1]
[5548,"SUNAMOTOLYOA","SWPP","INT",2,null,"Contingent","SPS","TOLKSUB","SPS","YOAKUM",230,null,319,319,319,319,319,319,329,329,"OTDF","LN TOLKSUB - YOAKUM 230 kV",76,"TOLK_TAP   6",525543,"YOAKUM     6",526935,null,null,1]
[5553,"NEOXFRNEOXFR","SWPP","RCF",8,null,"Contingent","WR","N345","WR","N345","13.8/1",null,484,550,484,550,484,550,484,550,"OTDF","XF N345 13.8/1 kV",56,"N345 1 1",532824,"NEOSHO 7",532793,null,533021,3]
[5553,"NEOXFRNEOXFR","SWPP","RCF",8,null,"Contingent","WR","N345","WR","N345","138/1",null,484,550,484,550,484,550,484,550,"OTDF","XF N345 138/1 kV",56,null,533021,"NEOSHO 7",532793,"N345 1 1",532824,2]
[5553,"NEOXFRNEOXFR","SWPP","RCF",8,null,"Contingent","WR","N345","WR","N345","345/1",null,484,550,484,550,484,550,484,550,"OTDF","XF N345 345/1 kV",56,"NEOSHO 7",532793,"N345 1 1",532824,null,533021,1]
[5557,"ROSELPROSSTE","SWPP","RCF",2,"SWPP","Monitored","WR","ROSE","WR","ELPA",138,null,382,382,382,382,382,382,382,382,"OTDF","LN ROSE - ELPA 138 kV",33,"ROSEHIL4",533062,"ELPASO 4",533039,null,null,1]
[5557,"ROSELPROSSTE","SWPP","RCF",2,"SWPP","Contingent","WR","ROSE","WR","STEA",138,null,382,382,382,382,382,382,382,382,"OTDF","LN ROSE - STEA 138 kV",33,"ROSEHIL4",533062,"STEARMN4",533068,null,null,1]
[5560,"GREMETPENMUN","SWPP","INT",2,null,"Monitored","KCPL","GRNWOOD","KACY","METROPOL",161,null,318,318,293,318,318,318,318,318,"OTDF","LN GRNWOOD - METROPOL 161 kV",80,"SHWNMSN5",543031,"METRO 5",546742,null,null,1]
[5560,"GREMETPENMUN","SWPP","INT",2,null,"Contingent","WR","PENT","WR","MUND3",115,null,318,318,293,318,318,318,318,318,"OTDF","LN PENT - MUND3 115 kV",80,"PENTAGN3",533261,"MUND   3",533282,null,null,2]
[5561,"DOBGANHOLXFR","SWPP","INT",3,null,"Monitored","SECI","DOBSON","SECI","GANO",115,null,231.7,239,211.7,228.5,231.7,239,239,239,"OTDF","LN DOBSON - GANO 115 kV",7,"DOBSON 3",531419,"GANO   3",531493,null,null,1]
[5561,"DOBGANHOLXFR","SWPP","INT",3,null,"Contingent","SECI","HOLCOM1","SECI","HOLCOM1","1/345",null,231.7,239,211.7,228.5,231.7,239,239,239,"OTDF","XF HOLCOM1 345/1 kV",7,"HOLCOMB3",531448,"HOLCOMB7",531449,"HOLCTER1",531450,3]
[5562,"VINHAYPOSKNO","SWPP","INT",2,"SWPP","Monitored","MIDW","VINETAP3","MIDW","NHAYS",115,null,83,99,83,99,83,99,83,99,"OTDF","LN VINETAP3 - NHAYS 115 kV",15,"VINETAP3",530693,"N HAYS3",530581,null,null,1]
[5562,"VINHAYPOSKNO","SWPP","INT",2,"SWPP","Contingent","MIDW","POSTROCK","MIDW","KNOLL1",230,null,83,99,83,99,83,99,83,99,"OTDF","LN POSTROCK - KNOLL1 230 kV",15,"POSTROCK6",530584,"KNOLL 6",530558,null,null,1]
[5563,"WDWFPLTATNOW","SWPP","INT",2,null,"Monitored","OKGE","WDWRD1","OKGE","FPLSWTCH",138,null,133,153,133,153,133,153,171,185,"OTDF","LN WDWRD1 - FPLSWTCH 138 kV",110,"WOODWRD4",514785,"WINDFRM4",515785,null,null,1]
[5563,"WDWFPLTATNOW","SWPP","INT",2,null,"Contingent","OKGE","TATONGA","OKGE","MATHWSN7",345,null,133,153,133,153,133,153,171,185,"OTDF","LN TATONGA - MATHWSN7 345 kV",110,"TATONGA7",515407,"MATHWSN7",515497,null,null,1]
[5564,"BUKSPRFINHIT","SWPP","RCF",2,null,"Monitored","SECI","BUCKNER7","SECI","SPERVI1",345,null,1547.6,1648,1412.6,1526.2,1547.6,1648,1740,1792.7,"OTDF","LN BUCKNER7 - SPERVI1 345 kV",31,"BUCKNER7",531501,"SPERVIL7",531469,null,null,1]
[5564,"BUKSPRFINHIT","SWPP","RCF",2,null,"Contingent","SPS","FINNEY1","SPS","HITCH",345,null,1547.6,1648,1412.6,1526.2,1547.6,1648,1740,1792.7,"OTDF","LN FINNEY1 - HITCH 345 kV",31,"FINNEY 7",523853,"HITCHLAND 7",523097,null,null,1]
[5565,"LUBXFMJONHOL","SWPP","INT",2,null,"Monitored","SPS","LP-SOUT2","SPS","LP-SOUT2","230/69",null,100,100,100,100,100,100,100,100,"OTDF","XF LP-SOUT2 230/69 kV",14,"LP-SOUTHEST6",522861,"LP-SOUTHEST2",522857,null,null,1]
[5565,"LUBXFMJONHOL","SWPP","INT",2,null,"Contingent","SPS","JONESSUB","SPS","LP-HOLL2",230,null,100,100,100,100,100,100,100,100,"OTDF","LN JONESSUB - LP-HOLL2 230 kV",14,"JONES      6",526337,"LP-HOLLY   6",522870,null,null,1]
[5566,"COPSTJCPFRSJ","SWPP","RCF",4,"MISO","Monitored","NPPD","COOPER","MPS","ST_JOE",345,null,1195,1195,1073,1195,1195,1195,1195,1195,"OTDF","LN COOPER - ST_JOE 345 kV",166,"COOPER 3",640139,"ST JOE 3",541199,null,null,1]
[5566,"COPSTJCPFRSJ","SWPP","RCF",4,"MISO","Contingent","NPPD","COOPER","AECI","FAIRPORT",345,null,1195,1195,1073,1195,1195,1195,1195,1195,"OTDF","LN COOPER - FAIRPORT 345 kV",166,"COOPER 3",640139,"7FAIRPT",300039,null,null,1]
[5566,"COPSTJCPFRSJ","SWPP","RCF",4,"MISO","Contingent","MPS","ST_JOE","AECI","FAIRPORT",345,null,1195,1195,1073,1195,1195,1195,1195,1195,"OTDF","LN ST_JOE - FAIRPORT 345 kV",166,"ST JOE 3",541199,"7FAIRPT",300039,null,null,1]
[5566,"COPSTJCPFRSJ","SWPP","RCF",4,"MISO","Contingent","AECI","FAIRPORT","AECI","FAIRPORT","345/161",null,1195,1195,1073,1195,1195,1195,1195,1195,"OTDF","XF FAIRPORT 345/161 kV",166,"7FAIRPT",300039,"5FAIRPT",300076,null,null,3]
[5567,"WODFPLWODXFR","SWPP","INT",2,null,"Monitored","OKGE","WDWRD1","OKGE","FPLSWTCH",138,null,153,153,153,153,153,153,185,185,"OTDF","LN WDWRD1 - FPLSWTCH 138 kV",123,"WOODWRD4",514785,"WINDFRM4",515785,null,null,1]
[5567,"WODFPLWODXFR","SWPP","INT",2,null,"Contingent","OKGE","WDWRD1","OKGE","WDWRD1","138/69",null,153,153,153,153,153,153,185,185,"OTDF","XF WDWRD1 138/69 kV",123,"WOODWRD4",514785,"WODWRD 2",514782,null,null,1]
[5569,"STEGALLXFMR","SWPP","RCF",2,null,"Monitored","WAUE","STEGALL","WAUE","STEGALL","345/1",null,400,495,400,495,400,495,400,500,"PTDF","XF STEGALL 345/1 kV",null,"STEGALL3",659135,"STEGALL",652196,"STEGALLWECCG",652573,1]
[5569,"STEGALLXFMR","SWPP","RCF",2,null,"Monitored","WAUE","STEGALL","WAUE","STEGALL","345/1",null,400,495,400,495,400,495,400,500,"PTDF","XF STEGALL 345/1 kV",null,"STEGALL3",659135,"STEGALL",652196,"STEGALLM9",659167,1]
[5571,"WATFORDCXFMR","SWPP","INT",2,null,"Monitored","WAUE","WATFORD","WAUE","WATFORD","230/1",null,100,125,100,125,100,125,100,125,"PTDF","XF WATFORD 230/1 kV",null,"WATFORD4",652216,"WATFORD",652315,"WATFORD9",652471,6]
[5571,"WATFORDCXFMR","SWPP","INT",2,null,"Monitored","WAUE","WATFORD","WAUE","WATFORD","230/1",null,100,125,100,125,100,125,100,125,"PTDF","XF WATFORD 230/1 kV",null,"WATFORD4",652216,"WATFORD",652315,"WATFORD7",652408,6]
[5573,"LOGSWMLOGBLA","SWPP","RCF",2,null,"Monitored","WAUE","LOGANWA","WAUE","SW_MINOT",115,null,212,212,212,212,212,212,212,212,"OTDF","LN LOGANWA - SW_MINOT 115 kV",null,"LOGAN  7",659155,"SWMINOT CP7",659307,null,null,1]
[5573,"LOGSWMLOGBLA","SWPP","RCF",2,null,"Contingent","WAUE","LOGANWA","WAUE","BLAISDEL",230,null,212,212,212,212,212,212,212,212,"OTDF","LN LOGANWA - BLAISDEL 230 kV",null,"LOGAN  4",659108,"BLAISDELL 4",659143,null,null,1]
[5574,"DAWLEWDAWMED","SWPP","RCF",2,"SWPP","Monitored","WAUE","DAWSONC","WAUE","LEWISWP",115,null,102,102,102,102,102,102,120,123,"OTDF","LN DAWSONC - LEWISWP 115 kV",null,"DAWSONC7",652404,"LEWIS  7",661056,null,null,1]
[5574,"DAWLEWDAWMED","SWPP","RCF",2,"SWPP","Contingent","WAUE","DAWSONC","WAUE","MINGUSVL",230,null,102,102,102,102,102,102,120,123,"OTDF","LN DAWSONC - MINGUSVL 230 kV",null,"DAWSONC4",652403,"MINGUSVILLE4",652616,null,null,1]
[5575,"SIOLAWSPLSIO","SWPP","RCF",2,null,"Monitored","WAUE","SIOUXFL","NSP","LAWRENC",115,null,239,262,239,262,239,262,239,262,"OTDF","LN SIOUXFL - LAWRENC 115 kV",null,"SIOUXFL7",652524,"LAWRENC7",603012,null,null,1]
[5575,"SIOLAWSPLSIO","SWPP","RCF",2,null,"Contingent","WAUE","SIOUXFL","NSP","SPLIT_R",230,null,239,262,239,262,239,262,239,262,"OTDF","LN SIOUXFL - SPLIT_R 230 kV",null,"SIOUXFL4",652523,"SPLT RK4",602004,null,null,1]
[5576,"SILSPRTONFLI","SWPP","INT",2,null,"Monitored","GRDA","SILOAM","CSWS","SILSPRNG",161,null,286,317,286,317,286,317,335,335,"OTDF","LN SILOAM - SILSPRNG 161 kV",null,"SILMCTY5",512643,"SILOAM 5",506948,null,null,1]
[5576,"SILSPRTONFLI","SWPP","INT",2,null,"Contingent","GRDA","TONNECE","CSWS","FLINTCRK",345,null,286,317,286,317,286,317,335,335,"OTDF","LN TONNECE - FLINTCRK 345 kV",null,"TONECE7",512750,"FLINTCR7",506935,null,null,1]
[5577,"NASXFRNASHAW","SWPP","RCF",3,null,"Monitored","KCPL","NASHUA","KCPL","NASHUA","345/1",null,650,715,650,715,650,715,650,715,"OTDF","XF NASHUA 345/1 kV",null,"NASHUA 7",542980,"NASH_DUMMY",543113,"NASH T11",543640,1]
[5577,"NASXFRNASHAW","SWPP","RCF",3,null,"Contingent","KCPL","NASHUA","KCPL","HAWTHORN",345,null,650,715,650,715,650,715,650,715,"OTDF","LN NASHUA - HAWTHORN 345 kV",null,"NASHUA 7",542980,"HAWTH  7",542972,null,null,1]
[5578,"PSOSWEPCOTIE","SWPP","INT",5,null,"Monitored","CSWS","CRAIG_J","CSWS","DEQUEEN",138,null,1690,1690,1690,1690,1690,1690,1690,1690,"PTDF","LN CRAIG_J - DEQUEEN 138 kV",null,"CRAIGJT4",510890,"DEQUEEN4",507419,null,null,1]
[5578,"PSOSWEPCOTIE","SWPP","INT",5,null,"Monitored","CSWS","CRAIG_J","CSWS","GORDN_TP",138,null,1690,1690,1690,1690,1690,1690,1690,1690,"PTDF","LN CRAIG_J - GORDN_TP 138 kV",null,"CRAIGJT4",510890,"GORDON TAP 4",507461,null,null,1]
[5578,"PSOSWEPCOTIE","SWPP","INT",5,null,"Monitored","CSWS","CRAIG_J","CSWS","W_ASHDWN",138,null,1690,1690,1690,1690,1690,1690,1690,1690,"PTDF","LN CRAIG_J - W_ASHDWN 138 kV",null,"CRAIGJT4",510890,"ASHDWN_W  4",504124,null,null,1]
[5578,"PSOSWEPCOTIE","SWPP","INT",5,null,"Monitored","EES","SAREPT","CSWS","LONGWOO",345,null,1690,1690,1690,1690,1690,1690,1690,1690,"PTDF","LN SAREPT - LONGWOO 345 kV",null,"7SAREPTA%",337376,"LONGWD 7",508809,null,null,1]
[5578,"PSOSWEPCOTIE","SWPP","INT",5,null,"Monitored","CSWS","VALLIANT","CSWS","LYDIA",345,null,1690,1690,1690,1690,1690,1690,1690,1690,"PTDF","LN VALLIANT - LYDIA 345 kV",null,"VALIANT7",510911,"LYDIA  7",508298,null,null,1]
[5579,"WATXFRWATXFR","SWPP","INT",4,null,"Monitored","WAUE","WATFORD","WAUE","WATFORD","230/1",null,100,125,100,125,100,125,100,125,"OTDF","XF WATFORD 230/1 kV",null,"WATFORD4",652216,"WATFORD",652315,"WATFORD7",652408,6]
[5579,"WATXFRWATXFR","SWPP","INT",4,null,"Monitored","WAUE","WATFORD","WAUE","WATFORD","230/1",null,100,125,100,125,100,125,100,125,"OTDF","XF WATFORD 230/1 kV",null,"WATFORD4",652216,"WATFORD",652315,"WATFORD9",652471,6]
[5579,"WATXFRWATXFR","SWPP","INT",4,null,"Contingent","WAUE","WATFORD","WAUE","WATFORD","230/1",null,100,125,100,125,100,125,100,125,"OTDF","XF WATFORD 230/1 kV",null,"WATFORD4",652216,"WATFORD",652315,"WATFORD9",652471,2]
[5579,"WATXFRWATXFR","SWPP","INT",4,null,"Contingent","WAUE","WATFORD","WAUE","WATFORD","230/1",null,100,125,100,125,100,125,100,125,"OTDF","XF WATFORD 230/1 kV",null,"WATFORD4",652216,"WATFORD",652315,"WATFORD7",652408,2]
[5580,"DENSANMUSSEM","SWPP","INT",2,null,"Monitored","SPS","DENVER_C","SPS","SAN_AND1",115,null,159,159,159,159,159,159,173,173,"OTDF","LN DENVER_C - SAN_AND1 115 kV",null,"DENVER_S   3",527136,"SAN_ANDRES 3",527105,null,null,1]
[5580,"DENSANMUSSEM","SWPP","INT",2,null,"Contingent","SPS","MSTNG","SPS","SEMIN",230,null,159,159,159,159,159,159,173,173,"OTDF","LN MSTNG - SEMIN 230 kV",null,"GS-MUSTANG 6",527151,"SEMINOLE   6",527276,null,null,1]
[5581,"PLXEAREMUPLX","SWPP","INT",2,null,"Monitored","SPS","PLXSUB","SPS","BAI_CO_R",115,null,120,154,120,154,120,154,143,160,"OTDF","LN PLXSUB - BAI_CO_R 115 kV",null,"PLANT_X    3",525480,"BC-EARTH   3",525056,null,null,1]
[5581,"PLXEAREMUPLX","SWPP","INT",2,null,"Contingent","SPS","NEWHART","SPS","NEWHART","230/115",null,120,154,120,154,120,154,143,160,"OTDF","XF NEWHART 230/115 kV",null,"NEWHART 6",525461,"NEWHART3",525460,null,null,2]
[5582,"SPRLMRENDGRA","SWPP","INT",2,null,"Monitored","NPPD","SPRINGC","NPPD","LAMAR2",115,null,120,120,120,120,120,120,120,120,"OTDF","LN SPRINGC - LAMAR2 115 kV",null,"SPCREEK7",659810,"LAMAR  7",659804,null,null,1]
[5582,"SPRLMRENDGRA","SWPP","INT",2,null,"Contingent","NPPD","GRANTNB","NPPD","ENDERS",115,null,120,120,120,120,120,120,120,120,"OTDF","LN GRANTNB - ENDERS 115 kV",null,"GRANTNB7",659800,"ENDERS 7",640167,null,null,1]
[5583,"TERWOLSUNWOL","SWPP","INT",2,"SWPP","Monitored","SPS","TERRY_CO","SPS","WOLFFORT",115,null,120,154,120,154,120,154,143,159,"OTDF","LN TERRY_CO - WOLFFORT 115 kV",null,"TERRY_CNTY 3",526736,"WOLFFORTH  3",526524,null,null,1]
[5583,"TERWOLSUNWOL","SWPP","INT",2,"SWPP","Contingent","SPS","SUNDOWN2","SPS","WOLFFORT",230,null,120,154,120,154,120,154,143,159,"OTDF","LN SUNDOWN2 - WOLFFORT 230 kV",null,"SUNDOWN    6",526435,"WOLFFORTH  6",526525,null,null,1]
[5584,"WTFCHACHAPAT","SWPP","INT",2,null,"Monitored","WAUE","WATFORD","WAUE","CHAR_CK",230,null,408,408,408,408,408,408,408,436,"OTDF","LN WATFORD - CHAR_CK 230 kV",null,"WATFORD4",652216,"CHAR.CK4",659302,null,null,1]
[5584,"WTFCHACHAPAT","SWPP","INT",2,null,"Contingent","WAUE","PATENT_G","WAUE","CHAR_CK",345,null,408,408,408,408,408,408,408,436,"OTDF","LN PATENT_G - CHAR_CK 345 kV",null,"PATENTGATE3",659390,"CHAR.CK3",659183,null,null,1]
[5585,"HITTEXTEXHI","SWPP","INT",2,null,"Monitored","SPS","HITCH","SPS","TEXAS_CO",115,null,139,152,139,152,139,152,152,152,"OTDF","LN HITCH - TEXAS_CO 115 kV",null,"NBLWND-HV3 3",523093,"TXPHSF     3",523090,null,null,2]
[5585,"HITTEXTEXHI","SWPP","INT",2,null,"Contingent","SPS","HITCH","SPS","TEXAS_CO",115,null,139,152,139,152,139,152,152,152,"OTDF","LN HITCH - TEXAS_CO 115 kV",null,"NBLWND-HV3 3",523093,"TXPHSF     3",523090,null,null,1]
[5586,"PRABLSDUNSIB","SWPP","INT",2,null,"Monitored","MPS","PRALEE","MPS","BLSPS",161,null,278,302,228,259,278,302,327,347,"OTDF","LN PRALEE - BLSPS 161 kV",null,"PRALEE 5",541206,"BLSPS 5",541211,null,null,1]
[5586,"PRABLSDUNSIB","SWPP","INT",2,null,"Contingent","MPS","SIBLEY","MPS","DUNC_MPS",161,null,278,302,228,259,278,302,327,347,"OTDF","LN SIBLEY - DUNC_MPS 161 kV",null,"SIBLEYPL",541250,"DUNCAN 5",541235,null,null,1]
[5587,"MARHUTMARPAN","SWPP","INT",2,"SWPP","Monitored","SPS","MARTIN","SPS","HUTCH",115,null,239,239,239,239,239,239,239,239,"OTDF","LN MARTIN - HUTCH 115 kV",null,"MARTIN     3",523928,"HUTCH_N    3",523544,null,null,1]
[5587,"MARHUTMARPAN","SWPP","INT",2,"SWPP","Contingent","SPS","MARTIN","SPS","PANTEX_N",115,null,239,239,239,239,239,239,239,239,"OTDF","LN MARTIN - PANTEX_N 115 kV",null,"MARTIN     3",523928,"PANTEX_N   3",523938,null,null,1]
[5588,"BRKLOUBRKCRK","SWPP","INT",2,null,"Monitored","NPPD","BROKENB","NPPD","LOUPCTY",115,null,120,132,120,127,120,132,120,132,"OTDF","LN BROKENB - LOUPCTY 115 kV",null,"BROKENB7",640089,"LOUPCTY7",640259,null,null,1]
[5588,"BRKLOUBRKCRK","SWPP","INT",2,null,"Contingent","NPPD","BROKENB","NPPD","C_CREEK",115,null,120,132,120,127,120,132,120,132,"OTDF","LN BROKENB - C_CREEK 115 kV",null,"BROKENB7",640089,"C.CREEK7",640094,null,null,1]
[5589,"INDSTNTUCCAR","SWPP","INT",2,null,"Monitored","SPS","INDIANA","SPS","STANTON",115,null,120,154,120,154,120,154,143,159,"OTDF","LN INDIANA - STANTON 115 kV",null,"INDIANA    3",526146,"STANTON_W  3",526076,null,null,1]
[5589,"INDSTNTUCCAR","SWPP","INT",2,null,"Contingent","SPS","CARLISLE","SPS","TUCO",230,null,120,154,120,154,120,154,143,159,"OTDF","LN CARLISLE - TUCO 230 kV",null,"CARLISLE   6",526161,"TUCO_INT   6",525830,null,null,1]
[5590,"MRTPANHUTMRT","SWPP","INT",2,null,"Monitored","SPS","MARTIN","SPS","PANTEX_N",115,null,159,159,159,159,159,159,165,165,"OTDF","LN MARTIN - PANTEX_N 115 kV",null,"MARTIN     3",523928,"PANTEX_N   3",523938,null,null,1]
[5590,"MRTPANHUTMRT","SWPP","INT",2,null,"Contingent","SPS","MARTIN","SPS","HUTCH",115,null,159,159,159,159,159,159,165,165,"OTDF","LN MARTIN - HUTCH 115 kV",null,"MARTIN     3",523928,"HUTCH_N    3",523544,null,null,1]
[5591,"PLXSUNTOLYOA","SWPP","INT",2,null,"Monitored","SPS","PLXSUB","SPS","SUNDOWN2",230,null,319,319,319,319,319,319,319,319,"OTDF","LN PLXSUB - SUNDOWN2 230 kV",null,"PLANT_X    6",525481,"SUNDOWN    6",526435,null,null,1]
[5591,"PLXSUNTOLYOA","SWPP","INT",2,null,"Contingent","SPS","TOLKSUB","SPS","YOAKUM",230,null,319,319,319,319,319,319,319,319,"OTDF","LN TOLKSUB - YOAKUM 230 kV",null,"TOLK_TAP   6",525543,"YOAKUM     6",526935,null,null,1]
[5592,"DFSHRFROOTOL","SWPP","INT",2,"SWPP","Monitored","SPS","FRIONA_R","SPS","HEREFORD",115,null,96,105,96,105,96,105,106,117,"OTDF","LN FRIONA_R - HEREFORD 115 kV",null,"DS-#6      3",524629,"HEREFORD   3",524606,null,null,1]
[5592,"DFSHRFROOTOL","SWPP","INT",2,"SWPP","Contingent","SPS","ROOSEVE2","SPS","TOLKSUB",230,null,96,105,96,105,96,105,106,117,"OTDF","LN ROOSEVE2 - TOLKSUB 230 kV",null,"SW_4K33    6",524909,"TOLK_TAP   6",525543]
[5594,"SNALYNSTGXFR","SWPP","INT",3,null,"Monitored","NPPD","SNAKECK","NPPD","LYNN3",115,null,120,132,120,132,120,132,120,132,"OTDF","LN SNAKECK - LYNN3 115 kV",null,"SNAKECK7",659814,"LYNN   7",659811,null,null,1]
[5594,"SNALYNSTGXFR","SWPP","INT",3,null,"Contingent","WAUE","STEGALL","WAUE","STEGALL","1/345",null,120,132,120,132,120,132,120,132,"OTDF","XF STEGALL 345/1 kV",null,"STEGALL",652196,"STEGALL3",659135,"STEGALLM9",659167,1]
[5595,"STAINDTUCCAR","SWPP","INT",2,null,"Monitored","SPS","STANTON","SPS","INDIANA",115,null,120,154,120,154,120,154,143,159,"OTDF","LN STANTON - INDIANA 115 kV",null,"STANTON_W  3",526076,"INDIANA    3",526146,null,null,1]
[5595,"STAINDTUCCAR","SWPP","INT",2,null,"Contingent","SPS","TUCO","SPS","CARLISLE",230,null,120,154,120,154,120,154,143,159,"OTDF","LN TUCO - CARLISLE 230 kV",null,"TUCO_INT   6",525830,"CARLISLE   6",526161,null,null,1]
[5598,"LARMONTIPMON","SWPP","INT",2,"SWPP","Monitored","EDE","LAR3821","EDE","MONETT",161,null,223,223,223,223,223,223,223,223,"OTDF","LN LAR3821 - MONETT 161 kV",null,"LAR382 5",547479,"MON383 5",547480,null,null,1]
[5598,"LARMONTIPMON","SWPP","INT",2,"SWPP","Contingent","EDE","TIP2921","EDE","MONETT",161,null,223,223,223,223,223,223,223,223,"OTDF","LN TIP2921 - MONETT 161 kV",null,"TIP292 5",547472,"MON383 5",547480,null,null,1]
[5599,"DARCLAANOFTS","SWPP","INT",2,null,"Monitored","SPA","DARD_D","SPA","CLARKS4",161,null,220,220,192,192,220,220,223,223,"OTDF","LN DARD_D - CLARKS4 161 kV",null,"DARDANE5",505508,"CLARKSV5",505514,null,null,1]
[5599,"DARCLAANOFTS","SWPP","INT",2,null,"Contingent","EES","ARK_NU","OKGE","FTSMTH",500,null,220,220,192,192,220,220,223,223,"OTDF","LN ARK_NU - FTSMTH 500 kV",null,"8ANO%",337909,"FTSMITH8",515305,null,null,1]
[5600,"LARSPRLARMON","SWPP","INT",2,null,"Monitored","EDE","LAR3821","SPA","SPRGFLD",161,null,167,167,167,167,167,167,167,167,"OTDF","LN LAR3821 - SPRGFLD 161 kV",null,"LAR382 5",547479,"SPRGFLD5",505492,null,null,1]
[5600,"LARSPRLARMON","SWPP","INT",2,null,"Contingent","EDE","LAR3821","EDE","MONETT",161,null,167,167,167,167,167,167,167,167,"OTDF","LN LAR3821 - MONETT 161 kV",null,"LAR382 5",547479,"MON383 5",547480,null,null,1]
[5601,"SIXHEMDOLSWS","SWPP","INT",2,null,"Monitored","CSWS","TL_SIXMI","CSWS","TL_HEMPH",138,null,135,135,135,135,135,135,210,210,"OTDF","LN TL_SIXMI - TL_HEMPH 138 kV",null,"SIXMILE4",509107,"HEMPHIL4",509106,null,null,1]
[5601,"SIXHEMDOLSWS","SWPP","INT",2,null,"Contingent","CLEC","DOLET","CSWS","SWSHREV",345,null,135,135,135,135,135,135,210,210,"OTDF","LN DOLET - SWSHREV 345 kV",null,"DOLHILL7",500250,"SW SHV 7",507760,null,null,1]
[5602,"SWSANASWSWAS","SWPP","INT",2,null,"Monitored","CSWS","SW_STA","WFEC","ANADARKO",138,null,212,212,212,212,212,212,263,263,"OTDF","LN SW_STA - ANADARKO 138 kV",null,"S.W.S.-4",511477,"ANADARK4",520814,null,null,1]
[5602,"SWSANASWSWAS","SWPP","INT",2,null,"Contingent","CSWS","SW_STA","WFEC","WASHIT1",138,null,212,212,212,212,212,212,263,263,"OTDF","LN SW_STA - WASHIT1 138 kV",null,"S.W.S.-4",511477,"WASHITA4",521089,null,null,1]
[5604,"ROSSTEELPROS","SWPP","INT",2,null,"Monitored","WR","ROSE","WR","STEA",138,null,287,287,287,287,287,287,287,287,"OTDF","LN ROSE - STEA 138 kV",null,"ROSEHIL4",533062,"STEARMN4",533068,null,null,1]
[5604,"ROSSTEELPROS","SWPP","INT",2,null,"Contingent","WR","ROSE","WR","ELPA",138,null,287,287,287,287,287,287,287,287,"OTDF","LN ROSE - ELPA 138 kV",null,"ROSEHIL4",533062,"ELPASO 4",533039,null,null,1]
[5605,"BENCHIBENWIC","SWPP","INT",2,null,"Monitored","WR","BENT","WR","CHIS",138,null,239,239,239,239,239,239,239,239,"OTDF","LN BENT - CHIS 138 kV",null,"BENTON 4",532986,"CHISHLM4",533035,null,null,1]
[5605,"BENCHIBENWIC","SWPP","INT",2,null,"Contingent","WR","BENT","WR","WICH",345,null,239,239,239,239,239,239,239,239,"OTDF","LN BENT - WICH 345 kV",null,"BENTON 7",532791,"WICHITA7",532796,null,null,1]
[5606,"WELPHAWELGRE","SWPP","INT",2,null,"Monitored","GRDA","GRDA_B2B","AECI","PHARO_AE",138,null,183,191,183,191,183,191,183,191,"OTDF","LN GRDA_B2B - PHARO_AE 138 kV",null,null,930007,null,null,null,null,1]
[5606,"WELPHAWELGRE","SWPP","INT",2,null,"Contingent","SPA","WEL_SPA","SPA","GREASYC4",138,null,183,191,183,191,183,191,183,191,"OTDF","LN WEL_SPA - GREASYC4 138 kV",null,"WELEETK4",505592,"GREASYC4",505595,null,null,1]
[5607,"CIRKNGTECXFR","SWPP","INT",2,null,"Monitored","WR","CIRV","WR","KIHI",115,null,86,92,86,92,86,92,86,92,"OTDF","LN CIRV - KIHI 115 kV",null,"CIRCLVL3",533152,"KING HL3",533331,null,null,1]
[5607,"CIRKNGTECXFR","SWPP","INT",2,null,"Contingent","WR","TECH","WR","TECH","115/161",null,86,92,86,92,86,92,86,92,"OTDF","XF TECH 161/115 kV",null,"TECHILE3",533182,"TECHILL5",532920,null,null,3]
[5608,"CARSANRIVEXP","SWPP","INT",2,null,"Monitored","CSWS","12_CAR_T","CSWS","SAND_SPG",138,null,168,168,168,168,168,168,204,209,"OTDF","LN 12_CAR_T - SAND_SPG 138 kV",null,"CARSN-T4",509739,"S.S.---4",509815,null,null,1]
[5608,"CARSANRIVEXP","SWPP","INT",2,null,"Contingent","CSWS","RIVRSIDE","OKGE","EXGLN4",138,null,168,168,168,168,168,168,204,209,"OTDF","LN RIVRSIDE - EXGLN4 138 kV",null,"RSS T2 4",509875,"EXPLGLN4",515248,null,null,1]
[5609,"OAKWINCOLSCH","SWPP","INT",2,null,"Monitored","NPPD","OAKLAND","NPPD","WINSLOW",115,null,120,132,120,132,120,132,120,132,"OTDF","LN OAKLAND - WINSLOW 115 kV",null,"OAKLAND7",640300,"WINSLOW7",640409,null,null,1]
[5609,"OAKWINCOLSCH","SWPP","INT",2,null,"Contingent","NPPD","COLHYDRO","NPPD","SCHUYLER",115,null,120,132,120,132,120,132,120,132,"OTDF","LN COLHYDRO - SCHUYLER 115 kV",null,"COLMBUS7",640136,"SCHUYLR7",640336,null,null,1]
[5610,"JECAUBHOYJEC","SWPP","INT",2,null,"Monitored","WR","JEFF","WR","AUBU",230,null,612,612,612,612,612,612,612,612,"OTDF","LN JEFF - AUBU 230 kV",null,"JEC    6",532852,"AUBURN 6",532851,null,null,1]
[5610,"JECAUBHOYJEC","SWPP","INT",2,null,"Contingent","WR","JEFF","WR","HOYT",345,null,612,612,612,612,612,612,612,612,"OTDF","LN JEFF - HOYT 345 kV",null,"JEC N  7",532766,"HOYT   7",532765,null,null,1]
[5611,"VANLIBMSKFTS","SWPP","INT",2,null,"Monitored","SPA","VANBUR1","SPA","5LBRTYT",161,null,220,220,191,191,220,220,223,223,"OTDF","LN VANBUR1 - 5LBRTYT 161 kV",null,"VAN BUR5",505522,"5LBRTYT",300867,null,null,1]
[5611,"VANLIBMSKFTS","SWPP","INT",2,null,"Contingent","OKGE","FTSMTH","OKGE","MUSKOGEE",345,null,220,220,191,191,220,220,223,223,"OTDF","LN FTSMTH - MUSKOGEE 345 kV",null,"FTSMITH7",515302,"MUSKOGE7",515224,null,null,1]
[5612,"JECHOYJECMOR","SWPP","INT",2,null,"Monitored","WR","JEFF","WR","HOYT",345,null,1036,1076,1036,1076,1036,1076,1036,1076,"OTDF","LN JEFF - HOYT 345 kV",null,"JEC N  7",532766,"HOYT   7",532765,null,null,1]
[5612,"JECHOYJECMOR","SWPP","INT",2,null,"Contingent","WR","JEFF","WR","MORR",345,null,1036,1076,1036,1076,1036,1076,1036,1076,"OTDF","LN JEFF - MORR 345 kV",null,"JEC N  7",532766,"MORRIS 7",532770,null,null,1]
[5613,"PATASHLYDVAL","SWPP","INT",2,null,"Monitored","CSWS","PATTERS","CSWS","W_ASHDWN",138,null,370,561,370,561,370,561,443,604,"OTDF","LN PATTERS - W_ASHDWN 138 kV",null,"PATTERS4",507431,"ASHDWN_W  4",504124,null,null,1]
[5613,"PATASHLYDVAL","SWPP","INT",2,null,"Contingent","CSWS","LYDIA","CSWS","VALLIANT",345,null,370,561,370,561,370,561,443,604,"OTDF","LN LYDIA - VALLIANT 345 kV",null,"LYDIA  7",508298,"VALIANT7",510911,null,null,1]
[5614,"FRAMIDCANCED","SWPP","INT",2,null,"Monitored","OKGE","MDWST","WFEC","FRNKLN1",138,null,268,287,268,287,268,287,287,287,"OTDF","LN MDWST - FRNKLN1 138 kV",null,"MIDWEST4",514946,"FRNKLNS4",520917,null,null,1]
[5614,"FRAMIDCANCED","SWPP","INT",2,null,"Contingent","OKGE","CDRLN","OKGE","CANDN",138,null,268,287,268,287,268,287,287,287,"OTDF","LN CDRLN - CANDN 138 kV",null,"CEDARLN4",514948,"CANADN-4",514947,null,null,1]
[5618,"TURXFRSARLON","SWPP","INT",2,null,"Monitored","CSWS","TURK_PP","CSWS","TURK_PP","115/138",null,194,219,194,219,194,219,194,219,"OTDF","XF TURK_PP 138/115 kV",null,"TURK   3",507456,"TURK4",507454,null,null,2]
[5618,"TURXFRSARLON","SWPP","INT",2,null,"Contingent","EES","SAREPT","CSWS","LONGWOO",345,null,194,219,194,219,194,219,194,219,"OTDF","LN SAREPT - LONGWOO 345 kV",null,"7SAREPTA%",337376,"LONGWD 7",508809,null,null,1]
[5622,"HANBUREMESHE","SWPP","RCF",2,null,"Monitored","ALTW","HANCOCK2","WAUE","BURT",161,null,202,223,202,223,202,223,202,223,"OTDF","LN HANCOCK2 - BURT 161 kV",null,"HANCOCK5",631103,"BURT5",656423,null,null,1]
[5622,"HANBUREMESHE","SWPP","RCF",2,null,"Contingent","ALTW","EMERY","WAUE","SHEFFLD1",161,null,202,223,202,223,202,223,202,223,"OTDF","LN EMERY - SHEFFLD1 161 kV",null,"EMERY  5",631048,"SHEFFLD5",656201,null,null,1]
[5623,"NELMALLELLOG","SWPP","INT",2,null,"Monitored","WAUE","NELSONTP","WAUE","MINOT",115,null,182,182,182,182,182,182,182,239,"OTDF","LN NELSONTP - MINOT 115 kV",null,"NELSON 7",652440,"MALLARD7",603023,null,null,1]
[5623,"NELMALLELLOG","SWPP","INT",2,null,"Contingent","WAUE","LELANDO","WAUE","LOGANWA",230,null,182,182,182,182,182,182,182,239,"OTDF","LN LELANDO - LOGANWA 230 kV",null,"LELANDO4",659106,"LOGAN  4",659108,null,null,1]
[5627,"RAPNEWNWUMAU","SWPP","RCF",2,null,"Monitored","WAUE","RAPIDCY","WAUE","ELKCKWA",115,null,89,89,89,89,89,89,151,151,"OTDF","LN RAPIDCY - ELKCKWA 115 kV",null,"RAPIDCY7",652490,"ELKCRK 7",652473,null,null,1]
[5627,"RAPNEWNWUMAU","SWPP","RCF",2,null,"Contingent","WAUE","NUNDRWD","WAUE","MAURINE",230,null,89,89,89,89,89,89,151,151,"OTDF","LN NUNDRWD - MAURINE 230 kV",null,"NUNDRWD4",652484,"MAURINE4",652497,null,null,1]
[5628,"HOLXFRCUDCRK","SWPP","INT",3,null,"Monitored","SECI","HOLCOM1","SECI","HOLCOM1","345/1",null,336,359,336,359,336,359,336,359,"OTDF","XF HOLCOM1 345/1 kV",null,"HOLCOMB7",531449,"HOLCOMB3",531448,"HOLCTER1",531450,3]
[5628,"HOLXFRCUDCRK","SWPP","INT",3,null,"Contingent","SECI","CRKCREEK","SECI","CUDAHY1",115,null,336,359,336,359,336,359,336,359,"OTDF","LN CRKCREEK - CUDAHY1 115 kV",null,"CRKCK  3",539783,"CUDAHY 3",539659,null,null,1]
[5629,"CASNEWCASBCK","SWPP","INT",2,null,"Monitored","SPS","CASTRO","SPS","NEWHART",115,null,159,174,159,174,159,174,176,193,"OTDF","LN CASTRO - NEWHART 115 kV",23,"DS-#22     3",524746,"NEWHART3",525460,null,null,1]
[5629,"CASNEWCASBCK","SWPP","INT",2,null,"Contingent","SPS","CASTRO","SPS","BCKELLEY",115,null,159,174,159,174,159,174,176,193,"OTDF","LN CASTRO - BCKELLEY 115 kV",23,"DS-#22     3",524746,"BC-Kelley",525050,null,null,1]
[5630,"TSE21SBANONE","SWPP","INT",2,null,"Monitored","CSWS","TSE_NEW","CSWS","21STTAP4",138,null,212,212,212,212,212,212,263,263,"OTDF","LN TSE_NEW - 21STTAP4 138 kV",209,"T.S.E.-4",509811,"21STTAP4",509828,null,null,1]
[5630,"TSE21SBANONE","SWPP","INT",2,null,"Contingent","CSWS","ONETA","CSWS","BA_NORTH",138,null,212,212,212,212,212,212,263,263,"OTDF","LN ONETA - BA_NORTH 138 kV",209,"ONETA--4",509806,"BANNTAP4",509786,null,null,1]
[5631,"CRSWX1CRSWX2","SWPP","INT",2,null,"Monitored","WR","CRSW","WR","CRSW","138/69",null,100,110,100,110,100,110,100,110,"OTDF","XF CRSW 138/69 kV",null,"CRESWLN4",532981,"CRESWLN2",533543,null,null,1]
[5631,"CRSWX1CRSWX2","SWPP","INT",2,null,"Contingent","WR","CRSW","WR","CRSW","138/69",null,100,110,100,110,100,110,100,110,"OTDF","XF CRSW 138/69 kV",null,"CRESWLN4",532981,"CRESWLN2",533543,null,null,2]
[5632,"OGAGRAGRAOGA","SWPP","INT",2,null,"Monitored","NPPD","OGALALA","NPPD","GRANTNB",115,null,140,144,140,144,140,144,140,144,"OTDF","LN OGALALA - GRANTNB 115 kV",null,"OGALALA7",659801,"GRANTNB7",659800,null,null,1]
[5632,"OGAGRAGRAOGA","SWPP","INT",2,null,"Contingent","NPPD","OGALALA","NPPD","GRANTNB",115,null,140,144,140,144,140,144,140,144,"OTDF","LN OGALALA - GRANTNB 115 kV",null,"OGALALA7",659801,"GRANTNB7",659800,null,null,2]
[5633,"CASNEWCASDEF","SWPP","INT",2,"SWPP","Monitored","SPS","CASTRO","SPS","NEWHART",115,null,159,174,159,174,159,174,176,193,"OTDF","LN CASTRO - NEWHART 115 kV",null,"DS-#22     3",524746,"NEWHART3",525460,null,null,1]
[5633,"CASNEWCASDEF","SWPP","INT",2,"SWPP","Contingent","SPS","CASTRO","SPS","DFS_REC1",115,null,159,174,159,174,159,174,176,193,"OTDF","LN CASTRO - DFS_REC1 115 kV",null,"DS-#22     3",524746,"DS-#21     3",524734,null,null,1]
[5634,"CLASHESHEBEA","SWPP","INT",2,null,"Monitored","NPPD","CLATONIA","NPPD","SHELDON",115,null,140,154,140,154,140,154,140,154,"OTDF","LN CLATONIA - SHELDON 115 kV",null,"CLATONA7",640111,"SHELDON7",640278,null,null,1]
[5634,"CLASHESHEBEA","SWPP","INT",2,null,"Contingent","NPPD","BEAPWRST","NPPD","SHELDON",115,null,140,154,140,154,140,154,140,154,"OTDF","LN BEAPWRST - SHELDON 115 kV",null,"BPS SUB7",640088,"SHELDON7",640278,null,null,1]
[5635,"BAIPLXCASNEW","SWPP","INT",2,null,"Monitored","SPS","BAI_CO_R","SPS","PLXSUB",115,null,119.5,154,119.5,154,119.5,154,143,160,"OTDF","LN BAI_CO_R - PLXSUB 115 kV",23,"BC-EARTH   3",525056,"PLANT_X    3",525480,null,null,1]
[5635,"BAIPLXCASNEW","SWPP","INT",2,null,"Contingent","SPS","CASTRO","SPS","NEWHART",115,null,119.5,154,119.5,154,119.5,154,143,160,"OTDF","LN CASTRO - NEWHART 115 kV",23,"DS-#22     3",524746,"NEWHART3",525460,null,null,1]
[5636,"LYDVALLYDNWT","SWPP","INT",2,null,"Monitored","CSWS","LYDIA","CSWS","VALLIANT",345,null,1011,1176,1011,1176,1011,1176,1187,1324,"OTDF","LN LYDIA - VALLIANT 345 kV",15,"LYDIA  7",508298,"VALIANT7",510911,null,null,1]
[5636,"LYDVALLYDNWT","SWPP","INT",2,null,"Contingent","CSWS","LYDIA","CSWS","NWTEXAR",345,null,1011,1176,1011,1176,1011,1176,1187,1324,"OTDF","LN LYDIA - NWTEXAR 345 kV",15,"LYDIA  7",508298,"NWTXARK7",508072,null,null,1]
[5637,"TOLPLXTOLPLX","SWPP","INT",2,null,"Monitored","SPS","TOLKSUB","SPS","PLXSUB",230,null,478,546,478,546,478,546,552,607,"OTDF","LN TOLKSUB - PLXSUB 230 kV",10,"TOLK_TAP   6",525543,"PLANT_X    6",525481]
[5637,"TOLPLXTOLPLX","SWPP","INT",2,null,"Contingent","SPS","TOLKSUB","SPS","PLXSUB",230,null,478,546,478,546,478,546,552,607,"OTDF","LN TOLKSUB - PLXSUB 230 kV",10,"TOLK_TAP   6",525543,"PLANT_X    6",525481]
[5639,"RENRENWDWWDW","SWPP","INT",2,null,"Monitored","OKGE","RENFROW7","WFEC","RENFROWF",138,null,179,179,179,179,179,179,179,179,"OTDF","LN RENFROW7 - RENFROWF 138 kV",null,"RENFROW4",515544,"WFEC_RNFRO4",520409,null,null,1]
[5639,"RENRENWDWWDW","SWPP","INT",2,null,"Contingent","OKGE","WDWRDEHV","OKGE","WDWRD1",138,null,179,179,179,179,179,179,179,179,"OTDF","LN WDWRDEHV - WDWRD1 138 kV",null,"WWRDEHV4",515376,"WOODWRD4",514785,null,null,1]
[5640,"KNOXFRHAYXFR","SWPP","INT",2,null,"Monitored","MIDW","KNOLL1","MIDW","KNOLL1","230/115",null,200,224,200,224,200,224,200,224,"OTDF","XF KNOLL1 230/115 kV",null,"KNOLL 6",530558,"KNOLL  3",530561,null,null,3]
[5640,"KNOXFRHAYXFR","SWPP","INT",2,null,"Contingent","MIDW","SHAYS","MIDW","SHAYS","230/115",null,200,224,200,224,200,224,200,224,"OTDF","XF SHAYS 230/115 kV",null,"S HAYS6",530582,"S HAYS 3",530553,null,null,1]
[5641,"CMRCIMHOLXFR","SWPP","INT",3,null,"Monitored","SECI","CMRIVTP","SECI","CIM-PL1",115,null,116,123,106,114,116,123,129,135,"OTDF","LN CMRIVTP - CIM-PL1 115 kV",null,"CMRIVTP3",539652,"CIM-PLT3",539654,null,null,1]
[5641,"CMRCIMHOLXFR","SWPP","INT",3,null,"Contingent","SECI","HOLCOM1","SECI","HOLCOM1","345/1",null,116,123,106,114,116,123,129,135,"OTDF","XF HOLCOM1 345/1 kV",null,"HOLCOMB7",531449,"HOLCOMB3",531448,"HOLCTER1",531450,3]
[5642,"JEFHOYAUBJEF","SWPP","INT",2,null,"Monitored","WR","JEFF","WR","HOYT",345,null,1036,1076,1036,1076,1036,1076,1036,1076,"OTDF","LN JEFF - HOYT 345 kV",null,"JEC N  7",532766,"HOYT   7",532765,null,null,1]
[5642,"JEFHOYAUBJEF","SWPP","INT",2,null,"Contingent","WR","JEFF","WR","AUBU",230,null,1036,1076,1036,1076,1036,1076,1036,1076,"OTDF","LN JEFF - AUBU 230 kV",null,"JEC    6",532852,"AUBURN 6",532851,null,null,1]
[5643,"TUCXF2TUCXF1","SWPP","INT",2,null,"Monitored","SPS","TUCO","SPS","TUCO","345/230",null,559,559,559,559,559,559,559,559,"OTDF","XF TUCO 345/230 kV",null,"TUCO_INT   7",525832,"TUCO_INT   6",525830,null,null,1]
[5643,"TUCXF2TUCXF1","SWPP","INT",2,null,"Contingent","SPS","TUCO","SPS","TUCO","345/230",null,559,559,559,559,559,559,559,559,"OTDF","XF TUCO 345/230 kV",null,"TUCO_INT   7",525832,"TUCO_INT   6",525830,null,null,8]
[5644,"HSLJONHSLDUN","SWPP","INT",2,null,"Monitored","OKGE","HSL1","OKGE","JONES2",138,null,237,296,237,296,237,296,237,296,"OTDF","LN HSL1 - JONES2 138 kV",null,"HSL    4",514941,"JONESTP4",514840,null,null,1]
[5644,"HSLJONHSLDUN","SWPP","INT",2,null,"Contingent","OKGE","HSL1","OKGE","DUNJEE",138,null,237,296,237,296,237,296,237,296,"OTDF","LN HSL1 - DUNJEE 138 kV",null,"HSL    4",514941,"DUNJEE 4",514884,null,null,2]
[5645,"ASBLITNEORIV","SWPP","INT",2,null,"Monitored","EDE","ASB3491","WR","LITC",161,null,242,251,242,251,242,251,242,251,"OTDF","LN ASB3491 - LITC 161 kV",124,"ASB349 5",547476,"LITCH  5",532932,null,null,1]
[5645,"ASBLITNEORIV","SWPP","INT",2,null,"Contingent","EDE","RAM452","WR","NSES",161,null,242,251,242,251,242,251,242,251,"OTDF","LN RAM452 - NSES 161 kV",124,"RIV4525",547469,"NEOSHO 5",532937,null,null,1]
[5646,"BEAHARCRESHE","SWPP","INT",2,"SWPP","Monitored","NPPD","BEATRICE","NPPD","HARBINE",115,null,99,109,99,109,99,109,99,109,"OTDF","LN BEATRICE - HARBINE 115 kV",null,"BEATRCE7",640076,"HARBINE7",640208,null,null,1]
[5646,"BEAHARCRESHE","SWPP","INT",2,"SWPP","Contingent","NPPD","SHELDON","NPPD","CRETE",115,null,99,109,99,109,99,109,99,109,"OTDF","LN SHELDON - CRETE 115 kV",null,"SHELDON7",640278,"CRETE__7",640153,null,null,1]
[5648,"WDRFRMWAUWDR","SWPP","INT",2,null,"Monitored","OKGE","WDRNG1","OKGE","FRMTT",138,null,268,287,268,287,268,287,287,287,"OTDF","LN WDRNG1 - FRMTT 138 kV",23,"WOODRNG4",514714,"FRMNTAP4",514709,null,null,1]
[5648,"WDRFRMWAUWDR","SWPP","INT",2,null,"Contingent","OKGE","WDRNG1","OKGE","WAUKT",138,null,268,287,268,287,268,287,287,287,"OTDF","LN WDRNG1 - WAUKT 138 kV",23,"WOODRNG4",514714,"WAUKOTP4",514711,null,null,1]
[5649,"MOOROSRENXFR","SWPP","INT",3,null,"Monitored","WFEC","MOORLN1","WFEC","ROSETAP",138,null,143,143,143,143,143,143,143,143,"OTDF","LN MOORLN1 - ROSETAP 138 kV",3,"MOORLND4",520999,"ROSE_VALLEY",520436,null,null,1]
[5651,"OGAGENKEYGEN","SWPP","INT",2,null,"Monitored","NPPD","OGALALA","NPPD","G_GENT1",230,null,320,352,320,352,320,352,320,352,"OTDF","LN OGALALA - G_GENT1 230 kV",19,"OGALALA4",640302,"GENTLMN4",640184,null,null,1]
[5651,"OGAGENKEYGEN","SWPP","INT",2,null,"Contingent","NPPD","KEYSTONE","NPPD","G_GENT1",345,null,320,352,320,352,320,352,320,352,"OTDF","LN KEYSTONE - G_GENT1 345 kV",19,"KEYSTON3",640252,"GENTLMN3",640183,null,null,1]
[5652,"MOOTALWDWXFR","SWPP","INT",2,null,"Monitored","WFEC","MOORLN1","WFEC","TALOGA1",138,null,143,143,143,143,143,143,143,143,"OTDF","LN MOORLN1 - TALOGA1 138 kV",10,"MOORLND4",520999,"TLGAWND4",521065,null,null,1]
[5652,"MOOTALWDWXFR","SWPP","INT",2,null,"Contingent","OKGE","WDWRD1","OKGE","WDWRDEHV",138,null,143,143,143,143,143,143,143,143,"OTDF","LN WDWRD1 - WDWRDEHV 138 kV",10,"WOODWRD4",514785,"WWRDEHV4",515376,null,null,1]
[5653,"TIPNEOTIPMON","SWPP","INT",2,"SWPP","Monitored","EDE","TIP2921","SPA","NEOSPA",161,null,222,222,222,222,222,222,222,222,"OTDF","LN TIP2921 - NEOSPA 161 kV",20,"TIP292 5",547472,"NEO SPA5",505486,null,null,1]
[5653,"TIPNEOTIPMON","SWPP","INT",2,"SWPP","Contingent","EDE","TIP2921","EDE","MONETT",161,null,222,222,222,222,222,222,222,222,"OTDF","LN TIP2921 - MONETT 161 kV",20,"TIP292 5",547472,"MON383 5",547480,null,null,1]
[5654,"KETPENNEORIV","SWPP","INT",2,null,"Monitored","GRDA","PENSA1","GRDA","KETCHUM",161,null,194,194,194,194,194,194,248,248,"OTDF","LN PENSA1 - KETCHUM 161 kV",68,"PENSA  5",512654,"KETCHUM5",512669,null,null,1]
[5654,"KETPENNEORIV","SWPP","INT",2,null,"Contingent","WR","NSES","EDE","RAM452",161,null,194,194,194,194,194,194,248,248,"OTDF","LN NSES - RAM452 161 kV",68,"NEOSHO 5",532937,"RIV4525",547469,null,null,1]
[5655,"DENHIGYOAHOB","SWPP","INT",2,null,"Monitored","SPS","DENVER_C","SPS","HIGGEAST",115,null,120,120,120,120,120,120,120,120,"OTDF","LN DENVER_C - HIGGEAST 115 kV",139,"DENVER_S   3",527136,"XTO_RUSSEL 3",527286,null,null,1]
[5655,"DENHIGYOAHOB","SWPP","INT",2,null,"Contingent","SPS","YOAKUM","SPS","HOBBS",230,null,120,120,120,120,120,120,120,120,"OTDF","LN YOAKUM - HOBBS 230 kV",139,"YOAKUM     6",526935,"HOBBS_INT  6",527894,null,null,1]
[5656,"CRKCUDHOLXFR","SWPP","INT",3,null,"Monitored","SECI","CRKCREEK","SECI","CUDAHY1",115,null,120,148,120,148,120,148,120,148,"OTDF","LN CRKCREEK - CUDAHY1 115 kV",20,"CRKCK  3",539783,"CUDAHY 3",539659,null,null,1]
[5656,"CRKCUDHOLXFR","SWPP","INT",3,null,"Contingent","SECI","HOLCOM1","SECI","HOLCOM1","345/1",null,120,148,120,148,120,148,120,148,"OTDF","XF HOLCOM1 345/1 kV",20,"HOLCOMB7",531449,"HOLCOMB3",531448,"HOLCTER1",531450,3]
[5657,"LYDVALANOFTS","SWPP","INT",2,null,"Monitored","CSWS","LYDIA","CSWS","VALLIANT",345,null,1011,1176,1011,1176,1011,1176,1187,1324,"OTDF","LN LYDIA - VALLIANT 345 kV",null,"LYDIA  7",508298,"VALIANT7",510911,null,null,1]
[5657,"LYDVALANOFTS","SWPP","INT",2,null,"Contingent","EES","ARK_NU","OKGE","FTSMTH",500,null,1011,1176,1011,1176,1011,1176,1187,1324,"OTDF","LN ARK_NU - FTSMTH 500 kV",null,"8ANO%",337909,"FTSMITH8",515305,null,null,1]
[5658,"LYDVALNWTVAL","SWPP","INT",2,null,"Monitored","CSWS","LYDIA","CSWS","VALLIANT",345,null,1011,1176,1011,1176,1011,1176,1187,1324,"OTDF","LN LYDIA - VALLIANT 345 kV",30,"LYDIA  7",508298,"VALIANT7",510911,null,null,1]
[5658,"LYDVALNWTVAL","SWPP","INT",2,null,"Contingent","CSWS","NWTEXAR","CSWS","VALLIANT",345,null,1011,1176,1011,1176,1011,1176,1187,1324,"OTDF","LN NWTEXAR - VALLIANT 345 kV",30,"NWTXARK7",508072,"VALIANT7",510911,null,null,1]
[5659,"NWTVALLYDVAL","SWPP","INT",2,null,"Monitored","CSWS","VALLIANT","CSWS","NWTEXAR",345,null,966,1269,966,1269,966,1269,1148,1400,"OTDF","LN VALLIANT - NWTEXAR 345 kV",12,"VALIANT7",510911,"NWTXARK7",508072,null,null,1]
[5659,"NWTVALLYDVAL","SWPP","INT",2,null,"Contingent","CSWS","VALLIANT","CSWS","LYDIA",345,null,966,1269,966,1269,966,1269,1148,1400,"OTDF","LN VALLIANT - LYDIA 345 kV",12,"VALIANT7",510911,"LYDIA  7",508298,null,null,1]
[5660,"PITVALANOFTS","SWPP","INT",2,null,"Monitored","CSWS","PITTSB9","CSWS","VALLIANT",345,null,956,1078,956,1078,956,1078,1022,1143,"OTDF","LN PITTSB9 - VALLIANT 345 kV",59,"PITTSB-7",510907,"VALIANT7",510911,null,null,1]
[5660,"PITVALANOFTS","SWPP","INT",2,null,"Contingent","OKGE","FTSMTH","EES","ARK_NU",500,null,956,1078,956,1078,956,1078,1022,1143,"OTDF","LN FTSMTH - ARK_NU 500 kV",59,"FTSMITH8",515305,"8ANO%",337909,null,null,1]
[5661,"PITVALSUNHUG","SWPP","INT",2,null,"Monitored","CSWS","PITTSB9","CSWS","VALLIANT",345,null,956,1078,956,1078,956,1078,1022,1143,"OTDF","LN PITTSB9 - VALLIANT 345 kV",null,"PITTSB-7",510907,"VALIANT7",510911,null,null,1]
[5661,"PITVALSUNHUG","SWPP","INT",2,null,"Contingent","OKGE","SUNNYSDE","WFEC","HUGOPP4",345,null,956,1078,956,1078,956,1078,1022,1143,"OTDF","LN SUNNYSDE - HUGOPP4 345 kV",null,"SUNNYSD7",515136,"HUGO   7",521157,null,null,1]
[5662,"VALXFRPITVAL","SWPP","INT",2,null,"Monitored","CSWS","VALLIANT","CSWS","VALLIANT","345/138",null,211,240,211,240,211,240,211,240,"OTDF","XF VALLIANT 345/138 kV",81,"VALIANT7",510911,"VALIANT4",510918,null,null,3]
[5662,"VALXFRPITVAL","SWPP","INT",2,null,"Contingent","CSWS","VALLIANT","CSWS","PITTSB9",345,null,211,240,211,240,211,240,211,240,"OTDF","LN VALLIANT - PITTSB9 345 kV",81,"VALIANT7",510911,"PITTSB-7",510907,null,null,1]
[5664,"STOXFRSIOHAN","SWPP","INT",3,"MISO_N","Monitored","WAUE","STORLA","WAUE","STORLA","230/1",null,100,125,100,125,100,125,100,125,"OTDF","XF STORLA 230/1 kV",3,"STORLA 4",659122,"STORLA",652197,"STORLA 7",659123,3]
[5664,"STOXFRSIOHAN","SWPP","INT",3,"MISO_N","Monitored","WAUE","STORLA","WAUE","STORLA","230/1",null,100,125,100,125,100,125,100,125,"OTDF","XF STORLA 230/1 kV",3,"STORLA 4",659122,"STORLA",652197,"STORLA 9",659119,3]
[5664,"STOXFRSIOHAN","SWPP","INT",3,"MISO_N","Contingent","WAUE","HANLON","WAUE","SIOUXFL",230,null,100,125,100,125,100,125,100,125,"OTDF","LN HANLON - SIOUXFL 230 kV",3,"HANLON 4",652513,"SIOUXFL4",652523,null,null,1]
[6001,"NDEX","SWPP","RCF",21,null,"Monitored","OTP","ALEXMRES","NSP","QUARRYN",345,null,2150,2150,2080,2080,2150,2150,2150,2150,"PTDF","LN ALEXMRES - QUARRYN 345 kV",null,"ALEXMRES3",658047,"QUARRY 3",601047,null,null,1]
[6001,"NDEX","SWPP","RCF",21,null,"Monitored","MP","AUDUBNMP","MP","HUBBARD",230,null,2150,2150,2080,2080,2150,2150,2150,2150,"PTDF","LN AUDUBNMP - HUBBARD 230 kV",null,"AUDUBON4",620336,"GRE-HUBBARD4",615341,null,null,1]
[6001,"NDEX","SWPP","RCF",21,null,"Monitored","OTP","BENSON","OTP","FIBROMIN",115,null,2150,2150,2080,2080,2150,2150,2150,2150,"PTDF","LN BENSON - FIBROMIN 115 kV",null,"GRE-BENSON 7",615365,"FIBROMN7",603185,null,null,1]
[6001,"NDEX","SWPP","RCF",21,null,"Monitored","OTP","BIGSTON","WAUE","BLAIR",230,null,2150,2150,2080,2080,2150,2150,2150,2150,"PTDF","LN BIGSTON - BLAIR 230 kV",null,"BIGSTON4",620314,"BLAIR  4",652503,null,null,1]
[6001,"NDEX","SWPP","RCF",21,null,"Monitored","WAUE","BISON","WAUE","MAURINE",230,null,2150,2150,2080,2080,2150,2150,2150,2150,"PTDF","LN BISON - MAURINE 230 kV",null,"BISON  4",652470,"MAURINE4",652497,null,null,1]
[6001,"NDEX","SWPP","RCF",21,null,"Monitored","WAUE","BRDLAND","WAUE","HURON",230,null,2150,2150,2080,2080,2150,2150,2150,2150,"PTDF","LN BRDLAND - HURON 230 kV",null,"BRDLAND4",659205,"HURON  4",652514,null,null,1]
[6001,"NDEX","SWPP","RCF",21,null,"Monitored","OTP","CANBY","WAUE","GRANITF",115,null,2150,2150,2080,2080,2150,2150,2150,2150,"PTDF","LN CANBY - GRANITF 115 kV",null,"CANBY  7",620211,"GRANITF7",652551,null,null,1]
[6001,"NDEX","SWPP","RCF",21,null,"Monitored","OTP","CASS_LK","MP","ZEMPLE",230,null,2150,2150,2080,2080,2150,2150,2150,2150,"PTDF","LN CASS_LK - ZEMPLE 230 kV",null,"CASS LK4",620447,"ZEMPLE 4",608611,null,null,1]
[6001,"NDEX","SWPP","RCF",21,null,"Monitored","OTP","DRAYTON","MHEB","LET",230,null,2150,2150,2080,2080,2150,2150,2150,2150,"PTDF","LN DRAYTON - LET 230 kV",null,"DRAYTON4",657752,"LETELER4",667048,null,null,1]
[6001,"NDEX","SWPP","RCF",21,null,"Monitored","WAUE","EDGELEY","WAUE","ORDWAY",115,null,2150,2150,2080,2080,2150,2150,2150,2150,"PTDF","LN EDGELEY - ORDWAY 115 kV",null,"EDGELEY7",652432,"ORDWAY 7",652534,null,null,1]
[6001,"NDEX","SWPP","RCF",21,null,"Monitored","MDU","ELLENDL","WAUE","ABDNJCT",115,null,2150,2150,2080,2080,2150,2150,2150,2150,"PTDF","LN ELLENDL - ABDNJCT 115 kV",null,"ELLENDL7",661027,"ABDNJCT7",660000,null,null,1]
[6001,"NDEX","SWPP","RCF",21,null,"Monitored","WAUE","FORMNWA","WAUE","SUMMITW",115,null,2150,2150,2080,2080,2150,2150,2150,2150,"PTDF","LN FORMNWA - SUMMITW 115 kV",null,"FORMAN 7",652438,"SUMMIT-7",652522,null,null,1]
[6001,"NDEX","SWPP","RCF",21,null,"Monitored","OTP","HUDSONGR","NSP","DGLASCO",115,null,2150,2150,2080,2080,2150,2150,2150,2150,"PTDF","LN HUDSONGR - DGLASCO 115 kV",null,"GRE-HUDSON 7",619112,"DGLASCO7",603027,null,null,1]
[6001,"NDEX","SWPP","RCF",21,null,"Monitored","OTP","INMAN2","MP","WINGRIV",230,null,2150,2150,2080,2080,2150,2150,2150,2150,"PTDF","LN INMAN2 - WINGRIV 230 kV",null,"GRE-INMAN  4",615300,"GRE-WINGRIV4",615566,null,null,1]
[6001,"NDEX","SWPP","RCF",21,null,"Monitored","OTP","KERKHO","NSP","KERKHOT",115,null,2150,2150,2080,2080,2150,2150,2150,2150,"PTDF","LN KERKHO - KERKHOT 115 kV",null,"GRE-KERKHO 7",616005,"KERKHOVENTP7",603267,null,null,1]
[6001,"NDEX","SWPP","RCF",21,null,"Monitored","OTP","LAPORTE2","MP","AKELAPO",115,null,2150,2150,2080,2080,2150,2150,2150,2150,"PTDF","LN LAPORTE2 - AKELAPO 115 kV",null,"LAPORTE7",657716,"AKELEY7",608638,null,null,1]
[6001,"NDEX","SWPP","RCF",21,null,"Monitored","WAUE","LELANDO","WAUE","FTTHOMP",345,null,2150,2150,2080,2080,2150,2150,2150,2150,"PTDF","LN LELANDO - FTTHOMP 345 kV",null,"LELANDO3",659105,"FTTHOMP3",652506,null,null,1]
[6001,"NDEX","SWPP","RCF",21,null,"Monitored","WAUE","LELANDO","WAUE","GROTON",345,null,2150,2150,2080,2080,2150,2150,2150,2150,"PTDF","LN LELANDO - GROTON 345 kV",null,"LELANDO3",659105,"GROTON 3",659160,null,null,1]
[6001,"NDEX","SWPP","RCF",21,null,"Monitored","WAUE","MORRIS","WAUE","GRANITF",230,null,2150,2150,2080,2080,2150,2150,2150,2150,"PTDF","LN MORRIS - GRANITF 230 kV",null,"MORRIS 4",652554,"GRANITF4",652550,null,null,1]
[6001,"NDEX","SWPP","RCF",21,null,"Monitored","OTP","RUGBY230","OTP","PEACGRDN",230,null,2150,2150,2080,2080,2150,2150,2150,2150,"PTDF","LN RUGBY230 - PEACGRDN 230 kV",null,"RUGBY  4",620379,"PEACE GARD 5",602057,null,null,1]
[6001,"NDEX","SWPP","RCF",21,null,"Monitored","WAUE","SULLYBT","WAUE","OAHE",230,null,2150,2150,2080,2080,2150,2150,2150,2150,"PTDF","LN SULLYBT - OAHE 230 kV",null,"SULLYBT4",652521,"OAHE4",652519,null,null,1]
[6006,"GGS","SWPP","INT",6,null,"Monitored","NPPD","G_GENT1","NPPD","N_PLT1",230,1385,1625,1625,1625,1625,1625,1625,1625,1625,"PTDF","LN G_GENT1 - N_PLT1 230 kV",182,"GENTLMN4",640184,"N.PLATT4",640286,null,null,1]
[6006,"GGS","SWPP","INT",6,null,"Monitored","NPPD","G_GENT1","NPPD","N_PLT1",230,1385,1625,1625,1625,1625,1625,1625,1625,1625,"PTDF","LN G_GENT1 - N_PLT1 230 kV",182,"GENTLMN4",640184,"N.PLATT4",640286,null,null,2]
[6006,"GGS","SWPP","INT",6,null,"Monitored","NPPD","G_GENT1","NPPD","N_PLT1",230,1385,1625,1625,1625,1625,1625,1625,1625,1625,"PTDF","LN G_GENT1 - N_PLT1 230 kV",182,"GENTLMN4",640184,"N.PLATT4",640286,null,null,3]
[6006,"GGS","SWPP","INT",6,null,"Monitored","NPPD","G_GENT1","NPPD","REDWLO1",345,1385,1625,1625,1625,1625,1625,1625,1625,1625,"PTDF","LN G_GENT1 - REDWLO1 345 kV",182,"GENTLMN3",640183,"REDWILO3",640325,null,null,1]
[6006,"GGS","SWPP","INT",6,null,"Monitored","NPPD","G_GENT1","NPPD","SWEETW4",345,1385,1625,1625,1625,1625,1625,1625,1625,1625,"PTDF","LN G_GENT1 - SWEETW4 345 kV",182,"GENTLMN3",640183,"SWEET W3",640374,null,null,2]
[6006,"GGS","SWPP","INT",6,null,"Monitored","NPPD","G_GENT1","NPPD","SWEETW4",345,1385,1625,1625,1625,1625,1625,1625,1625,1625,"PTDF","LN G_GENT1 - SWEETW4 345 kV",182,"GENTLMN3",640183,"SWEET W3",640374,null,null,1]
[6007,"GENTLMREDWIL","SWPP","RCF",1,"SWPP","Monitored","NPPD","G_GENT1","NPPD","REDWLO1",345,null,540,540,540,540,533,533,533,533,"PTDF","LN G_GENT1 - REDWLO1 345 kV",56,"GENTLMN3",640183,"REDWILO3",640325,null,null,1]
[6008,"GRIS_LNC","SWPP","RCF",3,"SWPP","Monitored","NPPD","GRISLD1","NPPD","MCCOOL",345,null,1120,1120,1120,1120,1120,1120,1120,1120,"PTDF","LN GRISLD1 - MCCOOL 345 kV",129,"GR ISLD3",652571,"MCCOOL 3",640271,null,null,1]
[6008,"GRIS_LNC","SWPP","RCF",3,"SWPP","Monitored","NPPD","GRISLD1","NPPD","W_COLMBS",230,null,1120,1120,1120,1120,1120,1120,1120,1120,"PTDF","LN GRISLD1 - W_COLMBS 230 kV",129,"GR ISLD4",640200,"COLMB.W4",640131,null,null,1]
[6008,"GRIS_LNC","SWPP","RCF",3,"SWPP","Monitored","NPPD","PAULINE","NPPD","MOORE",345,null,1120,1120,1120,1120,1120,1120,1120,1120,"PTDF","LN PAULINE - MOORE 345 kV",129,"PAULINE3",640312,"MOORE  3",640277,null,null,1]
[6009,"COOPER_S","SWPP","RCF",2,"SWPP","Monitored","NPPD","COOPER","AECI","FAIRPORT",345,null,1550,1550,1550,1550,1550,1550,1550,1550,"PTDF","LN COOPER - FAIRPORT 345 kV",209,"COOPER 3",640139,"7FAIRPT",300039,null,null,1]
[6009,"COOPER_S","SWPP","RCF",2,"SWPP","Monitored","NPPD","COOPER","MPS","ST_JOE",345,null,1550,1550,1550,1550,1550,1550,1550,1550,"PTDF","LN COOPER - ST_JOE 345 kV",209,"COOPER 3",640139,"ST JOE 3",541199,null,null,1]
[6011,"MRLGLEMAYPLS","MISO","RCF",2,"MISO","Monitored","EES","MRLT_E","EES","GLESON",161,null,249,249,249,249,249,249,249,249,"OTDF","LN MRLT_E - GLESON 161 kV",null,"5MORILTON.E!",337921,"5GLEASON",337927,null,null,1]
[6011,"MRLGLEMAYPLS","MISO","RCF",2,"MISO","Contingent","EES","PLS_HL","EES","MAYFLR",500,null,249,249,249,249,249,249,249,249,"OTDF","LN PLS_HL - MAYFLR 500 kV",null,"8P.HILL%",337922,"8MAYFLOWER%",337937,null,null,1]
[6012,"PR_ISLNROCH","MISO","RCF",1,"MISO","Monitored","NSP","PR_ISLD","NSP","NROCH",345,1195,1195,1195,1195,1195,1195,1195,1195,1195,"PTDF","LN PR_ISLD - NROCH 345 kV",null,"PR ISLD3",601003,"NROC 3",601039,null,null,1]
[6034,"RAUN_TEKAMAH","SWPP","RCF",1,null,"Monitored","MEC","RAUN","OPPD","TEKAMHO",161,null,217,217,217,217,217,217,217,217,"PTDF","LN RAUN - TEKAMHO 161 kV",22,"RAUN   5",635201,"TEKAMAH5",640377,null,null,1]
[6060,"RIELROSEAU","MISO","RCF",1,null,"Monitored","MHEB","RIEL","NSP","ROSEAU",500,null,1732,2165,1732,2165,1732,2165,1732,2165,"PTDF","LN RIEL - ROSEAU 500 kV",null,"RIEL 2",667501,"ROSEAUS2",601013,null,null,1]
[6104,"IATAN_EASTO","SWPP","RCF",1,null,"Monitored","KCPL","IATAN","MPS","EASTTOWN",345,null,1215,1215,1000,1000,1215,1215,1314,1314,"PTDF","LN IATAN - EASTTOWN 345 kV",183,"IATAN  7",542982,"EASTOWN7",541400,null,null,1]
[6120,"GLEN2PEACGR","MISO","RCF",1,null,"Monitored","MHEB","GLEN2","OTP","PEACGRDN",230,null,390,429,390,429,390,429,495,530,"PTDF","LN GLEN2 - PEACGRDN 230 kV",null,"GLENBOR4",667052,"PEACE GARD 5",602057,null,null,1]
[6125,"SUBTEKRAUNEA","SWPP","INT",2,null,"Monitored","OPPD","SUB1226","OPPD","TEKAMHO",161,null,256,256,256,256,256,256,256,256,"OTDF","LN SUB1226 - TEKAMHO 161 kV",25,"S1226  5",646226,"TEKAMAH5",640377,null,null,1]
[6125,"SUBTEKRAUNEA","SWPP","INT",2,null,"Contingent","MEC","RAUN","MEC","NEALS",345,null,256,256,256,256,256,256,256,256,"OTDF","LN RAUN - NEALS 345 kV",25,"RAUN   3",635200,"NEAL N 5",635203,null,null,1]
[6126,"SUBTEKFTCRAU","SWPP","RCF",2,null,"Monitored","OPPD","SUB1226","OPPD","TEKAMHO",161,null,256,256,256,256,256,256,256,256,"OTDF","LN SUB1226 - TEKAMHO 161 kV",50,"S1226  5",646226,"TEKAMAH5",640377,null,null,1]
[6126,"SUBTEKFTCRAU","SWPP","RCF",2,null,"Contingent","OPPD","FT_CAL","MEC","RAUN",345,null,256,256,256,256,256,256,256,256,"OTDF","LN FT_CAL - RAUN 345 kV",50,"S3451  3",645451,"RAUN   3",635200,null,null,1]
[6138,"PEACGRGLEN2","MISO","RCF",1,null,"Monitored","OTP","PEACGRDN","MHEB","GLEN2",230,null,390,429,390,429,390,429,495,530,"PTDF","LN PEACGRDN - GLEN2 230 kV",null,"PEACE GARD 5",602057,"GLENBOR4",667052,null,null,1]
[6146,"TEKRAUFTCRAU","SWPP","RCF",2,null,"Monitored","OPPD","TEKAMHO","MEC","RAUN",161,null,217,217,217,217,217,217,217,217,"OTDF","LN TEKAMHO - RAUN 161 kV",46,"TEKAMAH5",640377,"RAUN   5",635201,null,null,1]
[6146,"TEKRAUFTCRAU","SWPP","RCF",2,null,"Contingent","OPPD","FT_CAL","MEC","RAUN",345,null,217,217,217,217,217,217,217,217,"OTDF","LN FT_CAL - RAUN 345 kV",46,"S3451  3",645451,"RAUN   3",635200,null,null,1]
[6147,"FTCAL_RAUN","SWPP","RCF",1,null,"Monitored","OPPD","FT_CAL","MEC","RAUN",345,null,956,956,956,956,956,956,956,956,"PTDF","LN FT_CAL - RAUN 345 kV",160,"S3451  3",645451,"RAUN   3",635200,null,null,1]
[6152,"STMDSJFAFACO","SWPP","RCF",4,null,"Monitored","MPS","ST_JOE","MPS","AVECTYTP",161,null,184,199,152,171,184,199,215,227,"OTDF","LN ST_JOE - AVECTYTP 161 kV",29,"ST JOE 5",541253,"AVENUECTY 5",541394,null,null,1]
[6152,"STMDSJFAFACO","SWPP","RCF",4,null,"Contingent","NPPD","COOPER","AECI","FAIRPORT",345,null,184,199,152,171,184,199,215,227,"OTDF","LN COOPER - FAIRPORT 345 kV",29,"COOPER 3",640139,"7FAIRPT",300039,null,null,1]
[6152,"STMDSJFAFACO","SWPP","RCF",4,null,"Contingent","MPS","ST_JOE","AECI","FAIRPORT",345,null,184,199,152,171,184,199,215,227,"OTDF","LN ST_JOE - FAIRPORT 345 kV",29,"ST JOE 3",541199,"7FAIRPT",300039,null,null,1]
[6152,"STMDSJFAFACO","SWPP","RCF",4,null,"Contingent","AECI","FAIRPORT","AECI","FAIRPORT","345/161",null,184,199,152,171,184,199,215,227,"OTDF","XF FAIRPORT 345/161 kV",29,"7FAIRPT",300039,"5FAIRPT",300076,null,null,3]
[6160,"LAVLETDSYLEO","MISO","RCF",2,"MISO","Monitored","MHEB","LAV2","MHEB","LET",230,null,420,461,420,461,420,461,547,591,"OTDF","LN LAV2 - LET 230 kV",null,"LAVEREN4",667047,"LETELER4",667048,null,null,1]
[6160,"LAVLETDSYLEO","MISO","RCF",2,"MISO","Contingent","MHEB","DSY","MHEB","LEON2MH",230,null,420,461,420,461,420,461,547,591,"OTDF","LN DSY - LEON2MH 230 kV",null,"DSY",667106,"ST.LEON4",667050,null,null,1]
[6192,"ARROWHST_LAK","MISO","RCF",1,null,"Monitored","WPS","ARROWHD1","WPS","ST_LAKE1",345,null,720,720,720,720,720,720,720,720,"PTDF","LN ARROWHD1 - ST_LAKE1 345 kV",null,"ARROWHD",699449,"STONE LK B2",694076,null,null,1]
[6193,"MWEX","MISO","RCF",2,null,"Monitored","NSP","KING","NSP","EAU_CLA",345,1661,1627,1627,1627,1627,1627,1627,1627,1627,"PTDF","LN KING - EAU_CLA 345 kV",178,"AS KING3",601014,"EAU CL 3",601028,null,null,1]
[6193,"MWEX","MISO","RCF",2,null,"Monitored","MP","ARROWHD","WPS","ARROWHD1",230,1661,1627,1627,1627,1627,1627,1627,1627,1627,"PTDF","ZBR ARROWHD - ARROWHD1 230 kV",178,"ARROWHD4",608615,"ARROWHD4",608615,null,null,1]
[6200,"ADABVRHAZMIT","MISO","RCF",2,"SWPP","Monitored","ALTW","ADAMS_I","DPC","BVR_CRK",161,null,240,264,240,264,240,264,314,335,"OTDF","LN ADAMS_I - BVR_CRK 161 kV",null,"ADAMS_N5",631122,"BVR CRK5",681527,null,null,1]
[6200,"ADABVRHAZMIT","MISO","RCF",2,"SWPP","Contingent","ALTW","MITCHLCO","ALTW","HAZLTON",345,null,240,264,240,264,240,264,314,335,"OTDF","LN MITCHLCO - HAZLTON 345 kV",null,"MITCHLCO3",631144,"HAZLTON3",631139,null,null,1]
[6213,"RUGGLEDORROS","MISO","RCF",3,"SWPP","Monitored","OTP","PEACGRDN","MHEB","GLEN2",230,null,390,429,390,429,390,429,495,530,"OTDF","LN PEACGRDN - GLEN2 230 kV",null,"PEACE GARD 5",602057,"GLENBOR4",667052,null,null,1]
[6213,"RUGGLEDORROS","MISO","RCF",3,"SWPP","Contingent","MP","FORBES","NSP","ROSEAU",500,null,390,429,390,429,390,429,495,530,"OTDF","LN FORBES - ROSEAU 500 kV",null,"FORBES 2",601001,"ROSEAUS2",601013,null,null,1]
[6213,"RUGGLEDORROS","MISO","RCF",3,"SWPP","Contingent","MHEB","RIEL","MHEB","RIEL",500,null,390,429,390,429,390,429,495,530,"OTDF","LN RIEL - RIEL 500 kV",null,"RIEL 2",667501,"RIEL 2",667501,null,null,1]
[6214,"BUNHASCOOSTJ","MISO","RCF",2,null,"Monitored","MEC","BUNGE","MEC","HASTING",161,null,199,199,199,199,199,199,233,233,"OTDF","LN BUNGE - HASTING 161 kV",4.7,"BUNGE 5",635031,"HASTING5",635032,null,null,1]
[6214,"BUNHASCOOSTJ","MISO","RCF",2,null,"Contingent","NPPD","COOPER","MPS","ST_JOE",345,null,199,199,199,199,199,199,233,233,"OTDF","LN COOPER - ST_JOE 345 kV",4.7,"COOPER 3",640139,"ST JOE 3",541199,null,null,1]
[6235,"CENTERJMSTNO","MISO","RCF",1,null,"Monitored","OTP","CENTER2","OTP","JMSTNOTP",345,null,705,705,705,705,705,705,717,717,"PTDF","LN CENTER2 - JMSTNOTP 345 kV",null,"CENTER 3",657791,"JAMESTN3",620369,null,null,1]
[6236,"WAHPETFERGSF","MISO","RCF",1,null,"Monitored","OTP","WAHPETN","OTP","FERGSFL",230,null,319,351,319,351,319,351,319,351,"PTDF","LN WAHPETN - FERGSFL 230 kV",null,"WAHPETN4",620329,"FERGSFL4",658109,null,null,1]
[6237,"AUDUBNHUBBAR","MISO","RCF",1,null,"Monitored","MP","AUDUBNMP","MP","HUBBARD",230,null,305,305,305,305,400,400,400,400,"PTDF","LN AUDUBNMP - HUBBARD 230 kV",null,"AUDUBON4",620336,"GRE-HUBBARD4",615341,null,null,1]
[6238,"BUNHASSTJCOO","MISO","RCF",4,null,"Monitored","MEC","BUNGE","MEC","HASTING",161,null,199,199,199,199,199,199,233,233,"OTDF","LN BUNGE - HASTING 161 kV",21,"BUNGE 5",635031,"HASTING5",635032,null,null,1]
[6238,"BUNHASSTJCOO","MISO","RCF",4,null,"Contingent","NPPD","COOPER","AECI","FAIRPORT",345,null,199,199,199,199,199,199,233,233,"OTDF","LN COOPER - FAIRPORT 345 kV",21,"COOPER 3",640139,"7FAIRPT",300039,null,null,1]
[6238,"BUNHASSTJCOO","MISO","RCF",4,null,"Contingent","MPS","ST_JOE","AECI","FAIRPORT",345,null,199,199,199,199,199,199,233,233,"OTDF","LN ST_JOE - FAIRPORT 345 kV",21,"ST JOE 3",541199,"7FAIRPT",300039,null,null,1]
[6238,"BUNHASSTJCOO","MISO","RCF",4,null,"Contingent","AECI","FAIRPORT","AECI","FAIRPORT","345/161",null,199,199,199,199,199,199,233,233,"OTDF","XF FAIRPORT 345/161 kV",21,"7FAIRPT",300039,"5FAIRPT",300076,null,null,3]
[6267,"PLEXFRANOXFR","MISO","RCF",3,"MISO","Monitored","EES","PLS_HL","EES","PLS_HL","500/161",null,600,600,600,600,600,600,600,600,"OTDF","XF PLS_HL 500/161 kV",null,"8P.HILL%",337922,"5P.HILL%",337923,null,null,1]
[6267,"PLEXFRANOXFR","MISO","RCF",3,"MISO","Contingent","EES","ARK_NU","EES","ARK_NU","500/1",null,600,600,600,600,600,600,600,600,"OTDF","XF ARK_NU 500/1 kV",null,"8ANO%",337909,"ARK_NU",337912,"1ANO AUX",337913,1]
[6290,"CENMANCENJAM","MISO","CFG",2,null,"Monitored","MDU","MANDAN","OTP","RGHRIDER",230,null,736,736,736,736,782,782,782,782,"OTDF","LN MANDAN - RGHRIDER 230 kV",null,"MANDAN 4",661053,"RGHRIDER",657741,null,null,1]
[6290,"CENMANCENJAM","MISO","CFG",2,null,"Contingent","OTP","JMSTNOTP","OTP","CENTER2",345,null,736,736,736,736,782,782,782,782,"OTDF","LN JMSTNOTP - CENTER2 345 kV",null,"JAMESTN3",620369,"CENTER 3",657791,null,null,1]
[6298,"NELXFRHARNEL","MISO","RCF",2,null,"Monitored","EES","NELSON_E","EES","NELSON_E","500/230",null,1195,1195,1195,1195,1195,1195,1195,1195,"OTDF","XF NELSON_E 500/230 kV",null,"8NELSON%",335192,"6NELSON%",335190,null,null,3]
[6298,"NELXFRHARNEL","MISO","RCF",2,null,"Contingent","EES","NELSON_E","EES","HARTBG",500,null,1195,1195,1195,1195,1195,1195,1195,1195,"OTDF","LN NELSON_E - HARTBG 500 kV",null,"8NELSON%",335192,"8COTNWOOD1!",303028,null,null,1]
[6313,"RINSAISARLON","MISO","RCF",2,"MISO","Monitored","EES","RINGOL","EES","SAILES",115,null,115,115,115,115,115,115,115,115,"OTDF","LN RINGOL - SAILES 115 kV",null,"3RINGGOLD_LA",337352,"3SAILES!",337351,null,null,1]
[6313,"RINSAISARLON","MISO","RCF",2,"MISO","Contingent","CSWS","LONGWOO","EES","SAREPT",345,null,115,115,115,115,115,115,115,115,"OTDF","LN LONGWOO - SAREPT 345 kV",null,"LONGWD 7",508809,"7SAREPTA%",337376,null,null,1]
[6322,"CENMANJAMBIS","MISO","CFG",3,null,"Monitored","MDU","MANDAN","OTP","RGHRIDER",230,null,736,736,736,736,782,782,782,782,"OTDF","LN MANDAN - RGHRIDER 230 kV",null,"MANDAN 4",661053,"RGHRIDER",657741,null,null,1]
[6322,"CENMANJAMBIS","MISO","CFG",3,null,"Contingent","OTP","BISON_3","OTP","BUFFALO2",345,null,736,736,736,736,782,782,782,782,"OTDF","LN BISON_3 - BUFFALO2 345 kV",null,"BISON_3",620110,"BUFFALO3",620358,null,null,1]
[6322,"CENMANJAMBIS","MISO","CFG",3,null,"Contingent","OTP","BUFFALO2","OTP","JMSTNOTP",345,null,736,736,736,736,782,782,782,782,"OTDF","LN BUFFALO2 - JMSTNOTP 345 kV",null,"BUFFALO3",620358,"JAMESTN3",620369,null,null,1]
[6323,"CHEHSVARKFTS","MISO","RCF",2,null,"Monitored","EES","CHETAX","EES","HSVILG",115,null,106,106,106,106,106,106,106,106,"OTDF","LN CHETAX - HSVILG 115 kV",null,"3CHEETAH%",337705,"3HS VILLAGE",337707,null,null,1]
[6323,"CHEHSVARKFTS","MISO","RCF",2,null,"Contingent","EES","ARK_NU","OKGE","FTSMTH",500,null,106,106,106,106,106,106,106,106,"OTDF","LN ARK_NU - FTSMTH 500 kV",null,"8ANO%",337909,"FTSMITH8",515305,null,null,1]
[6327,"4RL3RLLON7SA","MISO","RCF",2,"SWPP","Monitored","EES","RINGOL","EES","RINGOL","138/115",null,125,125,125,125,125,125,125,125,"OTDF","XF RINGOL 138/115 kV",2.5,"4RINGGOLD_LA",337353,"3RINGGOLD_LA",337352,null,null,1]
[6327,"4RL3RLLON7SA","MISO","RCF",2,"SWPP","Contingent","CSWS","LONGWOO","EES","SAREPT",345,null,125,125,125,125,125,125,125,125,"OTDF","LN LONGWOO - SAREPT 345 kV",2.5,"LONGWD 7",508809,"7SAREPTA%",337376,null,null,1]
[6331,"BUL5MI4CL5CL","MISO","RCF",2,null,"Monitored","SPA","BULL_SHL","EES","MIDWA2",161,null,162,162,162,162,162,162,162,162,"OTDF","LN BULL_SHL - MIDWA2 161 kV",null,"BULL SH5",505460,"5MIDWY JRDN#",338813,null,null,1]
[6331,"BUL5MI4CL5CL","MISO","RCF",2,null,"Contingent","AMRN","CLK","AMRN","CLK","138/161",null,162,162,162,162,162,162,162,162,"OTDF","XF CLK 161/138 kV",null,"4CLARK R-M",344361,"5CLARK UE",344359,null,null,1]
[6332,"BUL5MI5GR5ST","MISO","RCF",2,null,"Monitored","SPA","BULL_SHL","EES","MIDWA2",161,null,162,162,162,162,162,162,162,162,"OTDF","LN BULL_SHL - MIDWA2 161 kV",null,"BULL SH5",505460,"5MIDWY JRDN#",338813,null,null,1]
[6332,"BUL5MI5GR5ST","MISO","RCF",2,null,"Contingent","AECI","ST_FRAN","AECI","GRN_FRST",161,null,162,162,162,162,162,162,162,162,"OTDF","LN ST_FRAN - GRN_FRST 161 kV",null,"5STFRAN",300115,"5GRNFRT",300084,null,null,1]
[6334,"SARMINDOLXFR","MISO","RCF",2,"SWPP","Monitored","EES","SAREPT","EES","MINDE3",115,null,176,176,176,176,176,176,176,176,"OTDF","LN SAREPT - MINDE3 115 kV",null,"3SAREPTA!",337363,"3MINDEN_LA!",337361,null,null,1]
[6334,"SARMINDOLXFR","MISO","RCF",2,"SWPP","Contingent","CLEC","DOLET","CLEC","DOLET","345/230",null,176,176,176,176,176,176,176,176,"OTDF","XF DOLET 345/230 kV",null,"DOLHILL7",500250,"DOLHILL6",500260,null,null,2]
[6337,"NORCALINDXFR","SWPP","CFG",3,null,"Monitored","SPA","NORFORK","EES","CALICO",161,null,334,334,334,334,334,334,334,334,"OTDF","LN NORFORK - CALICO 161 kV",null,"NORFORK5",505448,"5CALICO ROCK",338130,null,null,1]
[6337,"NORCALINDXFR","SWPP","CFG",3,null,"Contingent","EES","INDEP2","EES","INDEP2","500/161",null,334,334,334,334,334,334,334,334,"OTDF","XF INDEP2 500/161 kV",null,"8ISES%",338145,"5ISES-1!",338142,null,null,1]
[6337,"NORCALINDXFR","SWPP","CFG",3,null,"Contingent","EES","INDEP2","EES","INDEP2","500/161",null,334,334,334,334,334,334,334,334,"OTDF","XF INDEP2 500/161 kV",null,"8ISES%",338145,"5ISES-1!",338142,null,null,2]
[6338,"RSNRSEANOPLH","MISO","RCF",2,"SWPP","Monitored","EES","RUSL_N","EES","RUSL_E",161,null,396,396,396,396,396,396,396,396,"OTDF","LN RUSL_N - RUSL_E 161 kV",null,"5RUSSELVL.N",337906,"5RUSSELVL.E!",337905,null,null,1]
[6338,"RSNRSEANOPLH","MISO","RCF",2,"SWPP","Contingent","EES","ARK_NU","EES","PLS_HL",500,null,396,396,396,396,396,396,396,396,"OTDF","LN ARK_NU - PLS_HL 500 kV",null,"8ANO%",337909,"8P.HILL%",337922,null,null,1]
[6341,"WODALTWODSTU","MISO","RCF",2,null,"Monitored","EES","WODWRD","EES","ALTIMX",115,null,106,106,106,106,106,106,106,106,"OTDF","LN WODWRD - ALTIMX 115 kV",null,"3WOODWARD-N!",337620,"3ALTHEIMER+",337962,null,null,1]
[6341,"WODALTWODSTU","MISO","RCF",2,null,"Contingent","EES","WODWRD","EES","STUTRK",230,null,106,106,106,106,106,106,106,106,"OTDF","LN WODWRD - STUTRK 230 kV",null,"6WOODWARD",337633,"6RICUSKEY%",337968,null,null,1]
[6350,"NORSOUHARHIL","MISO","RCF",4,null,"Monitored","SPA","NORFORK","EES","SOULAN",161,null,162,162,162,162,162,162,162,162,"OTDF","LN NORFORK - SOULAN 161 kV",null,"NORFORK5",505448,"5SOUTHLAND#",338814,null,null,1]
[6350,"NORSOUHARHIL","MISO","RCF",4,null,"Contingent","EES","HILTOP_E","EES","ST_JOE_E",161,null,162,162,162,162,162,162,162,162,"OTDF","LN HILTOP_E - ST_JOE_E 161 kV",null,"5HILLTOP%",338110,"5ST JOE",338108,null,null,1]
[6350,"NORSOUHARHIL","MISO","RCF",4,null,"Contingent","EES","HRSN_E","EES","EVRTON",161,null,162,162,162,162,162,162,162,162,"OTDF","LN HRSN_E - EVRTON 161 kV",null,"5HARRISON.E!",338104,"5EVERTON RD",338107,null,null,1]
[6350,"NORSOUHARHIL","MISO","RCF",4,null,"Contingent","EES","ST_JOE_E","EES","EVRTON",161,null,162,162,162,162,162,162,162,162,"OTDF","LN ST_JOE_E - EVRTON 161 kV",null,"5ST JOE",338108,"5EVERTON RD",338107,null,null,1]
[6370,"ANOMABANOPLH","MISO","RCF",2,null,"Monitored","EES","ARK_NU","EES","MABELV",500,null,1732,1732,1732,1732,1732,1732,1732,1732,"OTDF","LN ARK_NU - MABELV 500 kV",null,"8ANO%",337909,"8MABELVALE%",337808,null,null,1]
[6370,"ANOMABANOPLH","MISO","RCF",2,null,"Contingent","EES","ARK_NU","EES","PLS_HL",500,null,1732,1732,1732,1732,1732,1732,1732,1732,"OTDF","LN ARK_NU - PLS_HL 500 kV",null,"8ANO%",337909,"8P.HILL%",337922,null,null,1]
[6385,"DARRUSANOFTS","MISO","RCF",2,null,"Monitored","SPA","DARD_D","EES","RUSL_S",161,null,396,396,396,396,396,396,396,396,"OTDF","LN DARD_D - RUSL_S 161 kV",null,"DARDANE5",505508,"5RUSSELVL.S",337904,null,null,1]
[6385,"DARRUSANOFTS","MISO","RCF",2,null,"Contingent","OKGE","FTSMTH","EES","ARK_NU",500,null,396,396,396,396,396,396,396,396,"OTDF","LN FTSMTH - ARK_NU 500 kV",null,"FTSMITH8",515305,"8ANO%",337909,null,null,1]
[6477,"MCAXF1MCAXF2","MISO","RCF",4,"MISO","Monitored","EES","MCADMS","EES","MCADMS","500/1",null,561,561,561,561,561,561,561,561,"OTDF","XF MCADMS 500/1 kV",null,"8MCADAMS%",337009,"MCADMS",334403,"6MCADAMS%",337000,1]
[6477,"MCAXF1MCAXF2","MISO","RCF",4,"MISO","Monitored","EES","MCADMS","EES","MCADMS","500/1",null,561,561,561,561,561,561,561,561,"OTDF","XF MCADMS 500/1 kV",null,"8MCADAMS%",337009,"MCADMS",334403,"MCADMS",334404,1]
[6477,"MCAXF1MCAXF2","MISO","RCF",4,"MISO","Contingent","EES","MCADMS","EES","MCADMS","500/1",null,561,561,561,561,561,561,561,561,"OTDF","XF MCADMS 500/1 kV",null,"8MCADAMS%",337009,"MCADMS",334403,"MCADMS",334404,4]
[6477,"MCAXF1MCAXF2","MISO","RCF",4,"MISO","Contingent","EES","MCADMS","EES","MCADMS","500/1",null,561,561,561,561,561,561,561,561,"OTDF","XF MCADMS 500/1 kV",null,"8MCADAMS%",337009,"MCADMS",334403,"6MCADAMS%",337000,4]
[6478,"MCAXF2MCAXF1","MISO","RCF",4,null,"Monitored","EES","MCADMS","EES","MCADMS","500/1",null,615,615,615,615,615,615,615,615,"OTDF","XF MCADMS 500/1 kV",null,"8MCADAMS%",337009,"MCADMS",334403,"MCADMS",334404,4]
[6478,"MCAXF2MCAXF1","MISO","RCF",4,null,"Monitored","EES","MCADMS","EES","MCADMS","500/1",null,615,615,615,615,615,615,615,615,"OTDF","XF MCADMS 500/1 kV",null,"8MCADAMS%",337009,"MCADMS",334403,"6MCADAMS%",337000,4]
[6478,"MCAXF2MCAXF1","MISO","RCF",4,null,"Contingent","EES","MCADMS","EES","MCADMS","500/1",null,615,615,615,615,615,615,615,615,"OTDF","XF MCADMS 500/1 kV",null,"8MCADAMS%",337009,"MCADMS",334403,"6MCADAMS%",337000,1]
[6478,"MCAXF2MCAXF1","MISO","RCF",4,null,"Contingent","EES","MCADMS","EES","MCADMS","500/1",null,615,615,615,615,615,615,615,615,"OTDF","XF MCADMS 500/1 kV",null,"8MCADAMS%",337009,"MCADMS",334403,"MCADMS",334404,1]
[6504,"MTOHART_PTDF","MISO","RCF",1,"SWPP","Monitored","EES","MOLIVE","CSWS","LAYFLD_A",500,null,1200,1200,1200,1200,1200,1200,1200,1200,"PTDF","LN MOLIVE - LAYFLD_A 500 kV",null,"8MT_OLIVE%",337368,"LAYFLD8",509366,null,null,1]
[6511,"BC2FCYWEBBYU","MISO","RCF",2,null,"Monitored","CAJN","BC2","EES","FCY",500,null,2048,2048,2048,2048,2048,2048,2048,2048,"OTDF","LN BC2 - FCY 500 kV",null,"8CAJUN2",303005,"8FANCY_PT%",335835,null,null,1]
[6511,"BC2FCYWEBBYU","MISO","RCF",2,null,"Contingent","EES","WEB","EES","BYULAB",500,null,2048,2048,2048,2048,2048,2048,2048,2048,"OTDF","LN WEB - BYULAB 500 kV",null,"8WEBRE%",335500,"8BYULABUTTE%",336010,null,null,1]
[6514,"HOTMAGSHEELD","MISO","RCF",2,null,"Monitored","EES","HS_EHV","EES","MAGNET",500,null,1732,1732,1732,1732,1732,1732,1732,1732,"OTDF","LN HS_EHV - MAGNET 500 kV",null,"8HS EHV%",337753,"8MAGNETCOVE%",337763,null,null,1]
[6514,"HOTMAGSHEELD","MISO","RCF",2,null,"Contingent","EES","EL_EHV","EES","SH_EHV",500,null,1732,1732,1732,1732,1732,1732,1732,1732,"OTDF","LN EL_EHV - SH_EHV 500 kV",null,"8EL DORADO%",337561,"8SHERIDAN%",337643,null,null,1]
[6516,"STEELDWEBBAY","MISO","RCF",2,"MISO","Monitored","EES","STL500","EES","EL_EHV",500,null,1732,1732,1732,1732,1732,1732,1732,1732,"OTDF","LN STL500 - EL_EHV 500 kV",null,"8STERLING2%",337413,"8EL DORADO%",337561,null,null,1]
[6516,"STEELDWEBBAY","MISO","RCF",2,"MISO","Contingent","EES","BYULAB","EES","WEB",500,null,1732,1732,1732,1732,1732,1732,1732,1732,"OTDF","LN BYULAB - WEB 500 kV",null,"8BYULABUTTE%",336010,"8WEBRE%",335500,null,null,1]
[6530,"MOBMOBMCCRED","MISO","RCF",5,"MISO_C","Monitored","AECI","MOB_TAP","AMRN","MOB",161,null,328,328,328,328,328,328,328,328,"OTDF","LN MOB_TAP - MOB 161 kV",null,"5MOBTAP",300126,"5MOBERLY",345221,null,null,1]
[6530,"MOBMOBMCCRED","MISO","RCF",5,"MISO_C","Contingent","AECI","KINGDOM","AECI","MCC2",345,null,328,328,328,328,328,328,328,328,"OTDF","LN KINGDOM - MCC2 345 kV",null,"7KINGDM",300043,"7MCCRED",300044,null,null,1]
[6530,"MOBMOBMCCRED","MISO","RCF",5,"MISO_C","Contingent","AECI","MCC2","AMRN","MCRD",345,null,328,328,328,328,328,328,328,328,"OTDF","LN MCC2 - MCRD 345 kV",null,"7MCCRED",300044,"7MCCREDIE",345088,null,null,1]
[6530,"MOBMOBMCCRED","MISO","RCF",5,"MISO_C","Contingent","AECI","MCC2","AECI","TH_HILL",345,null,328,328,328,328,328,328,328,328,"OTDF","LN MCC2 - TH_HILL 345 kV",null,"7MCCRED",300044,"7THOMHL",300049,null,null,1]
[6530,"MOBMOBMCCRED","MISO","RCF",5,"MISO_C","Contingent","AECI","KINGDOM","AECI","KINGDOM","161/345",null,328,328,328,328,328,328,328,328,"OTDF","XF KINGDOM 345/161 kV",null,"5KINGDM",300090,"7KINGDM",300043,null,null,1]
[6538,"SIOSPLLAKRAU","MISO","RCF",2,"SWPP","Monitored","WAUE","SPLT_RT","WAUE","SIOUXCY",345,null,980,980,980,980,980,980,1075.5999999999999,1075.5999999999999,"OTDF","LN SPLT_RT - SIOUXCY 345 kV",null,"SPLT RK3",601006,"SIOUXCY3",652564,null,null,1]
[6538,"SIOSPLLAKRAU","MISO","RCF",2,"SWPP","Contingent","ALTW","LAKEFLD","MEC","OBRIENCO",345,null,980,980,980,980,980,980,1075.5999999999999,1075.5999999999999,"OTDF","LN LAKEFLD - OBRIENCO 345 kV",null,"LAKEFLD3",631138,"HIGHLND 3",635400,null,null,1]
[6548,"SPLTSIOXSPSX","MISO","RCF",2,null,"Monitored","NSP","SPLIT_R","WAUE","SIOUXFL",230,null,342,342,342,342,342,342,461,461,"OTDF","LN SPLIT_R - SIOUXFL 230 kV",19,"SPLT RK4",602004,"SIOUXFL4",652523,null,null,1]
[6548,"SPLTSIOXSPSX","MISO","RCF",2,null,"Contingent","WAUE","SPLT_RT","WAUE","SIOUXCY",345,null,342,342,342,342,342,342,461,461,"OTDF","LN SPLT_RT - SIOUXCY 345 kV",19,"SPLT RK3",601006,"SIOUXCY3",652564,null,null,1]
[6569,"GAVYANGAVHAR","SWPP","INT",2,null,"Monitored","WAUE","GAVINS","WAUE","YKNTJCT",115,null,120,121,120,121,120,121,120,132,"OTDF","LN GAVINS - YKNTJCT 115 kV",7,"GAVINS 7",652511,"YKNTJCT7",660006,null,null,1]
[6569,"GAVYANGAVHAR","SWPP","INT",2,null,"Contingent","WAUE","GAVINS","NPPD","HARTNGTN",115,null,120,121,120,121,120,121,120,132,"OTDF","LN GAVINS - HARTNGTN 115 kV",7,"GAVINS 7",652511,"HARTGTN7",640212,null,null,1]
[6570,"GAVHARGAVYAN","SWPP","INT",2,null,"Monitored","WAUE","GAVINS","NPPD","HARTNGTN",115,null,120,132,120,132,120,132,120,132,"OTDF","LN GAVINS - HARTNGTN 115 kV",7,"GAVINS 7",652511,"HARTGTN7",640212,null,null,1]
[6570,"GAVHARGAVYAN","SWPP","INT",2,null,"Contingent","WAUE","GAVINS","WAUE","YKNTJCT",115,null,120,132,120,132,120,132,120,132,"OTDF","LN GAVINS - YKNTJCT 115 kV",7,"GAVINS 7",652511,"YKNTJCT7",660006,null,null,1]
[6571,"GAVSPIGAVHAR","SWPP","INT",2,null,"Monitored","WAUE","GAVINS","WAUE","SPIRITM",115,null,120,120,120,120,120,120,120,120,"OTDF","LN GAVINS - SPIRITM 115 kV",null,"GAVINS 7",652511,"SPIRITM7",659121,null,null,1]
[6571,"GAVSPIGAVHAR","SWPP","INT",2,null,"Contingent","WAUE","GAVINS","NPPD","HARTNGTN",115,null,120,120,120,120,120,120,120,120,"OTDF","LN GAVINS - HARTNGTN 115 kV",null,"GAVINS 7",652511,"HARTGTN7",640212,null,null,1]
[6572,"GAVHARGAVSPI","SWPP","INT",2,null,"Monitored","WAUE","GAVINS","NPPD","HARTNGTN",115,null,120,132,120,132,120,132,120,132,"OTDF","LN GAVINS - HARTNGTN 115 kV",null,"GAVINS 7",652511,"HARTGTN7",640212,null,null,1]
[6572,"GAVHARGAVSPI","SWPP","INT",2,null,"Contingent","WAUE","GAVINS","WAUE","SPIRITM",115,null,120,132,120,132,120,132,120,132,"OTDF","LN GAVINS - SPIRITM 115 kV",null,"GAVINS 7",652511,"SPIRITM7",659121,null,null,1]
[6573,"GAVYANGAVSPI","SWPP","INT",2,null,"Monitored","WAUE","GAVINS","WAUE","YKNTJCT",115,null,120,121,120,121,120,121,120,132,"OTDF","LN GAVINS - YKNTJCT 115 kV",null,"GAVINS 7",652511,"YKNTJCT7",660006,null,null,1]
[6573,"GAVYANGAVSPI","SWPP","INT",2,null,"Contingent","WAUE","GAVINS","WAUE","SPIRITM",115,null,120,121,120,121,120,121,120,132,"OTDF","LN GAVINS - SPIRITM 115 kV",null,"GAVINS 7",652511,"SPIRITM7",659121,null,null,1]
[6575,"FORBESFORBET","MISO","RCF",1,null,"Monitored","MP","FORBES","NSP","FORBTAP",500,null,1732.1,1732.1,1732.1,1732.1,1732.1,1732.1,1732.1,1732.1,"PTDF","LN FORBES - FORBTAP 500 kV",null,"FORBES 2",601001,"FORBES 2",601001,null,null,1]
[6587,"MCNCOUELDSAR","MISO","RCF",2,null,"Monitored","EES","MCNEIL","EES","COUCH",115,null,239,239,239,239,239,239,239,239,"OTDF","LN MCNEIL - COUCH 115 kV",null,"MCNEIL",337516,"3COUCH%",337502,null,null,1]
[6587,"MCNCOUELDSAR","MISO","RCF",2,null,"Contingent","EES","EL_EHV","EES","SAREPT",345,null,239,239,239,239,239,239,239,239,"OTDF","LN EL_EHV - SAREPT 345 kV",null,"7EL DORADO",337562,"7SAREPTA%",337376,null,null,1]
[6614,"CHEHOTRUSDAR","MISO","RCF",2,null,"Monitored","EES","CHETAX","EES","HSVILG",115,null,106,106,106,106,106,106,106,106,"OTDF","LN CHETAX - HSVILG 115 kV",null,"3CHEETAH%",337705,"3HS VILLAGE",337707,null,null,1]
[6614,"CHEHOTRUSDAR","MISO","RCF",2,null,"Contingent","EES","RUSL_S","SPA","DARD_D",161,null,106,106,106,106,106,106,106,106,"OTDF","LN RUSL_S - DARD_D 161 kV",null,"5RUSSELVL.S",337904,"DARDANE5",505508,null,null,1]
[6641,"MCHXFRLELLOG","MISO","RCF",3,null,"Monitored","GRE","MCHENRY","GRE","MCHENRY","230/1",null,105,105,105,105,105,105,105,105,"OTDF","XF MCHENRY 230/1 kV",null,"GRE-MCHENRY4",615347,"MCHENRY",615028,"GRE-MCHENRY7",615348,3]
[6641,"MCHXFRLELLOG","MISO","RCF",3,null,"Monitored","GRE","MCHENRY","GRE","MCHENRY","230/1",null,105,105,105,105,105,105,105,105,"OTDF","XF MCHENRY 230/1 kV",null,"GRE-MCHENRY4",615347,"MCHENRY",615028,"GRE-MCHENRYT",615349,3]
[6641,"MCHXFRLELLOG","MISO","RCF",3,null,"Contingent","WAUE","LELANDO","WAUE","LOGANWA",230,null,105,105,105,105,105,105,105,105,"OTDF","LN LELANDO - LOGANWA 230 kV",null,"LELANDO4",659106,"LOGAN  4",659108,null,null,1]
[6708,"ELDXFRMCNXFR","MISO","RCF",3,null,"Contingent","EES","MCNEIL","EES","MCNEIL","500/115",null,433,433,433,433,433,433,433,433,"OTDF","XF MCNEIL 500/115 kV",null,"8MCNEIL%",337515,"MCNEIL",337516,null,null,1]
[6723,"BULMIDBUFNOR","MISO","RCF",3,"MISO","Monitored","SPA","BULL_SHL","EES","MIDWA2",161,null,162,162,162,162,162,162,162,162,"OTDF","LN BULL_SHL - MIDWA2 161 kV",null,"BULL SH5",505460,"5MIDWY JRDN#",338813,null,null,1]
[6723,"BULMIDBUFNOR","MISO","RCF",3,"MISO","Contingent","SPA","BUFRDTP5","SPA","BULL_SHL",161,null,162,162,162,162,162,162,162,162,"OTDF","LN BUFRDTP5 - BULL_SHL 161 kV",null,"BUFORD    5",504440,"BULL SH W5",505461,null,null,1]
[6723,"BULMIDBUFNOR","MISO","RCF",3,"MISO","Contingent","SPA","BUFRDTP5","SPA","NORFORK",161,null,162,162,162,162,162,162,162,162,"OTDF","LN BUFRDTP5 - NORFORK 161 kV",null,"BUFORD    5",504440,"NORFORK5",505448,null,null,1]
[6729,"TBDLCHMOLHAR","MISO","RCF",2,"MISO","Monitored","EES","TBD","EES","LCH",138,null,287,287,287,287,287,287,287,287,"OTDF","LN TBD - LCH 138 kV",null,"4TOLEDO%",334335,"4LEACH!",334334,null,null,1]
[6729,"TBDLCHMOLHAR","MISO","RCF",2,"MISO","Contingent","CSWS","LAYFLD_A","EES","HARTBG",500,null,287,287,287,287,287,287,287,287,"OTDF","LN LAYFLD_A - HARTBG 500 kV",null,"LAYFLD8",509366,"8COTNWOOD1!",303028,null,null,1]
[6745,"SANSHEWMPBHA","MISO","RCF",2,null,"Monitored","EES","SANSSU","EES","DRIVER",500,null,2546,2546,2546,2546,2546,2546,2546,2546,"OTDF","LN SANSSU - DRIVER 500 kV",103,"8SANS SOUCI%",338188,"8DRIVER%",338198,null,null,1]
[6745,"SANSHEWMPBHA","MISO","RCF",2,null,"Contingent","EES","WMPEHV","TVA","BHAM_STE",500,null,2546,2546,2546,2546,2546,2546,2546,2546,"OTDF","LN WMPEHV - BHAM_STE 500 kV",103,"8W.MEMPHIS%",338162,"8BHAM STEEL",360075,null,null,1]
[6753,"ANDXFRANDIND","MISO","RCF",2,"MISO","Monitored","EES","ANDRUS","EES","ANDRUS","230/115",null,392,392,392,392,392,392,392,392,"OTDF","XF ANDRUS 230/115 kV",null,"6ANDRUS%",337040,"3ANDRUS!",337042,null,null,1]
[6753,"ANDXFRANDIND","MISO","RCF",2,"MISO","Contingent","EES","ANDRUS","EES","IND230",230,null,392,392,392,392,392,392,392,392,"OTDF","LN ANDRUS - IND230 230 kV",null,"6ANDRUS%",337040,"6INDIANOLA!",337050,null,null,1]
[6763,"MABWRIWH_KEO","MISO","RCF",2,null,"Monitored","EES","MABELV","EES","WRIGHT_E",500,null,1732,1732,1732,1732,1732,1732,1732,1732,"OTDF","LN MABELV - WRIGHT_E 500 kV",157,"8MABELVALE%",337808,"8WRIGHTSVLE%",337860,null,null,1]
[6763,"MABWRIWH_KEO","MISO","RCF",2,null,"Contingent","EES","WH_BLF","EES","KEO",500,null,1732,1732,1732,1732,1732,1732,1732,1732,"OTDF","LN WH_BLF - KEO 500 kV",157,"8WHT BLUFF%",337651,"8KEO%",337957,null,null,1]
[6781,"COULEWSARLON","MISO","RCF",2,null,"Monitored","EES","COUCH","EES","LEWISV",115,null,159,159,159,159,159,159,159,159,"OTDF","LN COUCH - LEWISV 115 kV",null,"3COUCH%",337502,"3LEWISVILLE#",338874,null,null,1]
[6781,"COULEWSARLON","MISO","RCF",2,null,"Contingent","EES","SAREPT","CSWS","LONGWOO",345,null,159,159,159,159,159,159,159,159,"OTDF","LN SAREPT - LONGWOO 345 kV",null,"7SAREPTA%",337376,"LONGWD 7",508809,null,null,1]
[6783,"FRETWIFREHOR","MISO","RCF",2,null,"Monitored","EES","FREPT5","EES","TWKLTN",230,null,462,462,462,462,462,462,462,462,"OTDF","LN FREPT5 - TWKLTN 230 kV",null,"6FREEPORT%",337162,"6TWINKLTOWN!",337163,null,null,1]
[6783,"FRETWIFREHOR","MISO","RCF",2,null,"Contingent","EES","FREPT5","EES","HORNLK",230,null,462,462,462,462,462,462,462,462,"OTDF","LN FREPT5 - HORNLK 230 kV",null,"6FREEPORT%",337162,"6HORN LAKE%",337180,null,null,1]
[6791,"OSEWILSANSHE","MISO","RCF",2,null,"Monitored","EES","OSEOL2","EES","WILSON",161,null,148,148,148,148,148,148,148,148,"OTDF","LN OSEOL2 - WILSON 161 kV",17,"5OSCEOLA!",338390,"5WILSON!",338181,null,null,1]
[6791,"OSEWILSANSHE","MISO","RCF",2,null,"Contingent","EES","DRIVER","TVA","SHELBYTV",500,null,148,148,148,148,148,148,148,148,"OTDF","LN DRIVER - SHELBYTV 500 kV",17,"8DRIVER%",338198,"8SHELBY TN",360021,null,null,1]
[6803,"WALINTDOLXFR","MISO","RCF",2,"MISO","Monitored","CSWS","WALLACE3","CLEC","IPMANS",138,null,188,188,188,188,188,188,233,234,"OTDF","LN WALLACE3 - IPMANS 138 kV",null,"WALLAKE4",507765,"IPAPER 4",500430,null,null,1]
[6803,"WALINTDOLXFR","MISO","RCF",2,"MISO","Contingent","CLEC","DOLET","CLEC","DOLET","345/230",null,188,188,188,188,188,188,233,234,"OTDF","XF DOLET 345/230 kV",null,"DOLHILL7",500250,"DOLHILL6",500260,null,null,2]
[6811,"WODALTKEOWMP","MISO","RCF",2,null,"Monitored","EES","WODWRD","EES","ALTIMX",115,null,106,106,106,106,106,106,106,106,"OTDF","LN WODWRD - ALTIMX 115 kV",null,"3WOODWARD-N!",337620,"3ALTHEIMER+",337962,null,null,1]
[6811,"WODALTKEOWMP","MISO","RCF",2,null,"Contingent","EES","KEO","EES","WMPEHV",500,null,106,106,106,106,106,106,106,106,"OTDF","LN KEO - WMPEHV 500 kV",null,"8KEO%",337957,"8W.MEMPHIS%",338162,null,null,1]
[6813,"BULMIDKEOHOL","MISO","RCF",2,null,"Monitored","SPA","BULL_SHL","EES","MIDWA2",161,null,162,162,162,162,162,162,162,162,"OTDF","LN BULL_SHL - MIDWA2 161 kV",null,"BULL SH5",505460,"5MIDWY JRDN#",338813,null,null,1]
[6813,"BULMIDKEOHOL","MISO","RCF",2,null,"Contingent","EES","KEO","EES","HOLBOT",500,null,162,162,162,162,162,162,162,162,"OTDF","LN KEO - HOLBOT 500 kV",null,"8KEO%",337957,"8HOLND BTM%",338140,null,null,1]
[6817,"QUIBEERUSRUS","MISO","RCF",3,null,"Monitored","EES","QUITMN","EES","BEE_BR",161,null,223,223,223,223,223,223,223,223,"OTDF","LN QUITMN - BEE_BR 161 kV",null,"5QUITMAN!",337926,"5BEE BRANCH#",338831,null,null,1]
[6817,"QUIBEERUSRUS","MISO","RCF",3,null,"Contingent","SPA","DARD_D","EES","RUSL_S",161,null,223,223,223,223,223,223,223,223,"OTDF","LN DARD_D - RUSL_S 161 kV",null,"DARDANE5",505508,"5RUSSELVL.S",337904,null,null,1]
[6817,"QUIBEERUSRUS","MISO","RCF",3,null,"Contingent","EES","RUSL_E","EES","RUSL_S",161,null,223,223,223,223,223,223,223,223,"OTDF","LN RUSL_E - RUSL_S 161 kV",null,"5RUSSELVL.E!",337905,"5RUSSELVL.S",337904,null,null,1]
[6820,"HORDESFRETWK","MISO","RCF",2,null,"Monitored","EES","HORNLK","EES","DESOTO_E",115,null,120,120,120,120,120,120,120,120,"OTDF","LN HORNLK - DESOTO_E 115 kV",null,"3HORN LAKE!",337150,"3DESOTO MS",337151,null,null,1]
[6820,"HORDESFRETWK","MISO","RCF",2,null,"Contingent","EES","FREPT5","EES","TWKLTN",230,null,120,120,120,120,120,120,120,120,"OTDF","LN FREPT5 - TWKLTN 230 kV",null,"6FREEPORT%",337162,"6TWINKLTOWN!",337163,null,null,1]
[6823,"RINXFRDOLSWS","MISO","RCF",2,"MISO","Monitored","EES","RINGOL","EES","RINGOL","138/115",null,125,125,125,125,125,125,125,125,"OTDF","XF RINGOL 138/115 kV",null,"4RINGGOLD_LA",337353,"3RINGGOLD_LA",337352,null,null,1]
[6823,"RINXFRDOLSWS","MISO","RCF",2,"MISO","Contingent","CLEC","DOLET","CSWS","SWSHREV",345,null,125,125,125,125,125,125,125,125,"OTDF","LN DOLET - SWSHREV 345 kV",null,"DOLHILL7",500250,"SW SHV 7",507760,null,null,1]
[6834,"ARKXFRARKPLS","MISO","RCF",3,"MISO","Monitored","EES","ARK_NU","EES","ARK_NU","500/1",null,672,672,672,672,672,672,672,672,"OTDF","XF ARK_NU 500/1 kV",null,"8ANO%",337909,"ARK_NU",337912,"1ANO AUX",337913,1]
[6834,"ARKXFRARKPLS","MISO","RCF",3,"MISO","Contingent","EES","ARK_NU","EES","PLS_HL",500,null,672,672,672,672,672,672,672,672,"OTDF","LN ARK_NU - PLS_HL 500 kV",null,"8ANO%",337909,"8P.HILL%",337922,null,null,1]
[6887,"FISMANDOLSHR","MISO","RCF",2,null,"Monitored","CLEC","FISHR7","EES","MANY_3",115,null,115,115,115,115,115,115,115,115,"OTDF","LN FISHR7 - MANY_3 115 kV",null,"MANY 4",500550,"3MANY!",337302,null,null,1]
[6887,"FISMANDOLSHR","MISO","RCF",2,null,"Contingent","CLEC","DOLET","CSWS","SWSHREV",345,null,115,115,115,115,115,115,115,115,"OTDF","LN DOLET - SWSHREV 345 kV",null,"DOLHILL7",500250,"SW SHV 7",507760,null,null,1]
[6916,"CARLAYELDMOL","MISO","RCF",2,null,"Monitored","CLEC","CAROLL","CLEC","LAYFLD_C",230,null,628,628,628,628,628,628,628,628,"OTDF","LN CAROLL - LAYFLD_C 230 kV",null,"CARROLL6",500140,"6LAYFLD",500465,null,null,1]
[6916,"CARLAYELDMOL","MISO","RCF",2,null,"Contingent","EES","EL_EHV","EES","MOLIVE",500,null,628,628,628,628,628,628,628,628,"OTDF","LN EL_EHV - MOLIVE 500 kV",null,"8EL DORADO%",337561,"8MT_OLIVE%",337368,null,null,1]
["For Date: 10/16/2017"]

{"sheet":"Temporary_Flowgates","index":1,"n_rows":559,"n_cols":14,"rows_kept":559,"cut":false,"hidden":false,"merged":[]}
["Flowgate","IDC","Owner","Type","To Area","From Area","Element","ElementType","NormLimit","EmerLimit","IROLLimit","CreatedTime","TOP","M2M Monitoring RTO"]
["TEMP01_21271",21271,"AECI","CFG","AECI","AECI","LN CLEV_AEC - SILVR_CY 138 kV","Monitored",174,174,null,null,"AECI"]
["TEMP01_21271",21271,"AECI","CFG","CSWS","GRDA","LN CLEVLND7 - TULSA_NO 345 kV","Contingent",174,174,null,null,"GRDA/CSWS"]
["TEMP02_20990",20990,"AECI","RCF","AMRN","AMIL","LN PLMY - MRBN 161 kV","Monitored",250,250,null,null,"AMIL/AMRN"]
["TEMP02_20990",20990,"AECI","RCF","AMRN","AMRN","LN MTGY - ENON_TP 345 kV","Contingent",250,250,null,null,"AMRN"]
["TEMP03_22472",22472,"MISO","RCF","NIPS","NIPS","LN BABCOCK3 - STILLWEL 345 kV","Monitored",2038,2038,null,"12/22/2016 1:14:25 PM -06:00","NIPS"]
["TEMP03_22472",22472,"MISO","RCF","CE","AEP","LN WILTON00 - DUMONT 765 kV","Contingent",2038,2038,null,"12/22/2016 1:14:25 PM -06:00","AEP/CE"]
["TEMP04_23114",23114,"MISO","RCF","MDU","MDU","LN LTLMUDDY - RAY_JCT 115 kV","Monitored",102,102,null,"9/25/2017 2:07:52 PM -05:00","MDU","MISO"]
["TEMP04_23114",23114,"MISO","RCF","WAUE","WAUE","LN TIOGAWP - BLAISDEL 230 kV","Contingent",102,102,null,"9/25/2017 2:07:52 PM -05:00","WAUE","MISO"]
["TEMP04_23114",23114,"MISO","RCF","WAUE","WAUE","LN TIOGAWP - WHEELOK 230 kV","Contingent",102,102,null,"9/25/2017 2:07:52 PM -05:00","WAUE","MISO"]
["TEMP04_23114",23114,"MISO","RCF","WAUE","MDU","ZBR TIOGAWP - TIOGA 230 kV","Contingent",102,102,null,"9/25/2017 2:07:52 PM -05:00","MDU/WAUE","MISO"]
["TEMP05_23038",23038,"SWPP","INT","CSWS","CSWS","XF ONETA 345/138 kV","Monitored",675,675,null,"8/27/2017 3:33:10 PM -05:00","CSWS"]
["TEMP05_23038",23038,"SWPP","INT","CSWS","CSWS","XF ONETA 345/138 kV","Contingent",675,675,null,"8/27/2017 3:33:10 PM -05:00","CSWS"]
["TEMP05_23038",23038,"SWPP","INT","CSWS","CSWS","XF ONETA 345/138 kV","Contingent",675,675,null,"8/27/2017 3:33:10 PM -05:00","CSWS"]
["TEMP06_22953",22953,"SWPP","RCF","WAUE","WAUE","LN LEWISWP - RICHLND2 115 kV","Monitored",101,101,null,"7/9/2017 7:23:35 AM -05:00","WAUE","SWPP"]
["TEMP06_22953",22953,"SWPP","RCF","WAUE","WAUE","LN BELFELD - CHAR_CK 345 kV","Contingent",101,101,null,"7/9/2017 7:23:35 AM -05:00","WAUE","SWPP"]
["TEMP07_22479",22479,"SWPP","INT","SPS","SPS","LN BUSHLAND - DEAFSMIT 230 kV","Monitored",389,389,null,"12/25/2016 7:19:07 PM -06:00","SPS"]
["TEMP07_22479",22479,"SWPP","INT","SPS","SPS","LN POTTER_S - NEWHART 230 kV","Contingent",389,389,null,"12/25/2016 7:19:07 PM -06:00","SPS"]
["TEMP08_22191",22191,"MISO","RCF","DPC","NSP","LN BRIGGSRD - LAC_TAP 161 kV","Monitored",232,232,null,"9/30/2016 8:36:17 PM -05:00","NSP/DPC","MISO"]
["TEMP08_22191",22191,"MISO","RCF","NSP","NSP","LN BRIGGSRD - MAYFAIR 161 kV","Contingent",232,232,null,"9/30/2016 8:36:17 PM -05:00","NSP","MISO"]
["TEMP09_22875",22875,"SWPP","INT","CSWS","CSWS","LN BA_NORTH - E_21_TP 138 kV","Monitored",212,212,null,"6/5/2017 6:32:50 PM -05:00","CSWS"]
["TEMP09_22875",22875,"SWPP","INT","CSWS","CSWS","XF RIVRSIDE 345/138 kV","Contingent",212,212,null,"6/5/2017 6:32:50 PM -05:00","CSWS"]
["TEMP10_22193",22193,"MISO","RCF","ALTW","ALTW","LN HCKRYCK - LORE 161 kV","Monitored",241,241,null,"9/30/2016 8:36:17 PM -05:00","ALTW"]
["TEMP10_22193",22193,"MISO","RCF","ALTW","ALTW","LN HCKRYCK - SALEM3 345 kV","Contingent",241,241,null,"9/30/2016 8:36:17 PM -05:00","ALTW"]
["TEMP11_22173",22173,"TVA","RCF","AMRN","AMRN","XF PLMY 345/161 kV","Monitored",336,336,null,"9/30/2016 8:36:17 PM -05:00","AMRN"]
["TEMP11_22173",22173,"TVA","RCF","MPS","NPPD","LN ST_JOE - COOPER 345 kV","Contingent",336,336,null,"9/30/2016 8:36:17 PM -05:00","NPPD/MPS"]
["TEMP12_23133",23133,"SWPP","RCF","CSWS","CSWS","LN WELSH - WILKES 345 kV","Monitored",970,970,null,"10/2/2017 1:21:24 PM -05:00","CSWS","SWPP"]
["TEMP12_23133",23133,"SWPP","RCF","CSWS","CSWS","LN WELSH - DIANA 345 kV","Contingent",970,970,null,"10/2/2017 1:21:24 PM -05:00","CSWS","SWPP"]
["TEMP12_23133",23133,"SWPP","RCF","CSWS","CSWS","LN WELSH - DIANA 345 kV","Contingent",970,970,null,"10/2/2017 1:21:24 PM -05:00","CSWS","SWPP"]
["TEMP12_23133",23133,"SWPP","RCF","CSWS","CSWS","XF DIANA 345/138 kV","Contingent",970,970,null,"10/2/2017 1:21:24 PM -05:00","CSWS","SWPP"]
["TEMP12_23133",23133,"SWPP","RCF","CSWS","CSWS","XF DIANA 345/138 kV","Contingent",970,970,null,"10/2/2017 1:21:24 PM -05:00","CSWS","SWPP"]
["TEMP13_21818",21818,"SWPP","INT","SPS","SPS","LN PANTEX_S - HIGHL_TP 115 kV","Monitored",159,159,null,"5/12/2016 12:00:27 AM -05:00","SPS"]
["TEMP13_21818",21818,"SWPP","INT","SPS","SPS","LN MARTIN - HUTCH 115 kV","Contingent",159,159,null,"5/12/2016 12:00:27 AM -05:00","SPS"]
["TEMP14_22971",22971,"SWPP","INT","SPS","SPS","LN NICHSUB - GRAPVINE 230 kV","Monitored",319,319,null,"7/16/2017 4:46:32 PM -05:00","SPS"]
["TEMP14_22971",22971,"SWPP","INT","CSWS","SPS","LN TUCO - OKLAUNIO 345 kV","Contingent",319,319,null,"7/16/2017 4:46:32 PM -05:00","SPS/CSWS"]
["TEMP15_23113",23113,"SWPP","INT","CSWS","CSWS","LN VERD_TAP - AMC_TAP 138 kV","Monitored",136,136,null,"9/24/2017 1:22:27 PM -05:00","CSWS"]
["TEMP15_23113",23113,"SWPP","INT","CSWS","CSWS","LN NE_GAS - TULSA_NO 138 kV","Contingent",136,136,null,"9/24/2017 1:22:27 PM -05:00","CSWS"]
["TEMP16_21078",21078,"AECI","CFG","AECI","AECI","LN FAIRPORT - OSBORN 161 kV","Monitored",223,244,null,"11/1/2016 4:00:31 AM -05:00","AECI"]
["TEMP16_21078",21078,"AECI","CFG","MPS","NPPD","LN COOPER - ST_JOE 345 kV","Contingent",223,244,null,"11/1/2016 4:00:31 AM -05:00","NPPD/MPS"]
["TEMP17_22301",22301,"SWPP","INT","CSWS","EES","LN FULTON_C - PAT_WX 115 kV","Monitored",158,158,null,"10/26/2016 1:04:24 PM -05:00","EES/CSWS"]
["TEMP17_22301",22301,"SWPP","INT","CSWS","CSWS","LN TURK_PP - NWTEXAR 345 kV","Contingent",158,158,null,"10/26/2016 1:04:24 PM -05:00","CSWS"]
["TEMP18_22894",22894,"SWPP","INT","CSWS","CSWS","LN BA_NORTH - E_21_TP 138 kV","Monitored",212,212,null,"6/13/2017 2:16:09 PM -05:00","CSWS"]
["TEMP18_22894",22894,"SWPP","INT","CSWS","CSWS","XF TULSA_NO 345/138 kV","Contingent",212,212,null,"6/13/2017 2:16:09 PM -05:00","CSWS"]
["TEMP19_22206",22206,"SWPP","INT","OKGE","OKGE","LN CIMARRON - DRAPR1 345 kV","Monitored",717,717,null,"10/3/2016 11:31:21 AM -05:00","OKGE"]
["TEMP19_22206",22206,"SWPP","INT","OKGE","GRDA","LN SONR1 - CLEVLND7 345 kV","Contingent",717,717,null,"10/3/2016 11:31:21 AM -05:00","GRDA/OKGE"]
["TEMP20_21335",21335,"AECI","CFG","AECI","AECI","LN MORGAN - BROOK_LN 161 kV","Monitored",130,130,null,"5/10/2016 6:03:10 PM -05:00","AECI"]
["TEMP20_21335",21335,"AECI","CFG","AECI","AECI","LN MRGN_345 - BROOK_LN 345 kV","Contingent",130,130,null,"5/10/2016 6:03:10 PM -05:00","AECI"]
["TEMP21_19090",19090,"AECI","CFG","AECI","AECI","LN BTLFIELD - JAMESVIL 161 kV","Monitored",230,230,null,"11/1/2016 4:01:20 AM -05:00","AECI"]
["TEMP21_19090",19090,"AECI","CFG","AECI","SPRM","LN SWPS5 - BROOK_LN 161 kV","Contingent",230,230,null,"11/1/2016 4:01:20 AM -05:00","SPRM/AECI"]
["TEMP22_22982",22982,"SWPP","INT","WAUE","WAUE","LN GROTON - BRISTOL3 115 kV","Monitored",111,111,null,"7/21/2017 3:17:11 PM -05:00","WAUE"]
["TEMP22_22982",22982,"SWPP","INT","WAUE","WAUE","LN GROTON - WATERTN 345 kV","Contingent",111,111,null,"7/21/2017 3:17:11 PM -05:00","WAUE"]
["TEMP23_22895",22895,"SWPP","RCF","EDE","WR","LN NSES - RAM452 161 kV","Monitored",205,223,null,"6/14/2017 9:25:30 AM -05:00","WR/EDE","SWPP"]
["TEMP23_22895",22895,"SWPP","RCF","AECI","AECI","LN BLACKBRY - JASPER7 345 kV","Contingent",205,223,null,"6/14/2017 9:25:30 AM -05:00","AECI","SWPP"]
["TEMP24_22621",22621,"SWPP","INT","CSWS","CSWS","LN EARLSBRH - FIXICO_T 138 kV","Monitored",98,98,null,"3/5/2017 6:45:07 PM -06:00","CSWS"]
["TEMP24_22621",22621,"SWPP","INT","CSWS","OKGE","LN SEMINOLE - PITTSB9 345 kV","Contingent",98,98,null,"3/5/2017 6:45:07 PM -06:00","OKGE/CSWS"]
["TEMP25_22897",22897,"SWPP","INT","NPPD","WAUE","LN FTRANDL - SPENCE1 115 kV","Monitored",120,120,null,"6/14/2017 6:26:56 PM -05:00","WAUE/NPPD"]
["TEMP25_22897",22897,"SWPP","INT","WAUE","NPPD","LN GRPRAIR - GRISLD1 345 kV","Contingent",120,120,null,"6/14/2017 6:26:56 PM -05:00","NPPD/WAUE"]
["TEMP26_23167",23167,"SWPP","INT","WAUE","WAUE","LN CHAR_CK - WATFORD 230 kV","Monitored",408,408,null,"10/13/2017 5:06:03 AM -05:00","WAUE"]
["TEMP26_23167",23167,"SWPP","INT","WAUE","WAUE","LN CHAR_CK - PATENT_G 345 kV","Contingent",408,408,null,"10/13/2017 5:06:03 AM -05:00","WAUE"]
["TEMP27_22781",22781,"MISO","RCF","NIPS","NIPS","LN BABCOCK3 - STILLWEL 345 kV","Monitored",2038,2038,null,"5/3/2017 3:48:33 PM -05:00","NIPS"]
["TEMP27_22781",22781,"MISO","RCF","AEP","AEP","LN OLIVE - COOK 345 kV","Contingent",2038,2038,null,"5/3/2017 3:48:33 PM -05:00","AEP"]
["TEMP28_22475",22475,"SWPP","RCF","CSWS","EES","LN FULTON_C - PAT_WX 115 kV","Monitored",158,158,null,"12/23/2016 12:50:38 AM -06:00","EES/CSWS"]
["TEMP28_22475",22475,"SWPP","RCF","CLEC","CLEC","XF DOLET 345/230 kV","Contingent",158,158,null,"12/23/2016 12:50:38 AM -06:00","CLEC"]
["TEMP29_23044",23044,"SWPP","INT","WFEC","WFEC","LN TUPLOTP4 - TUPELO2 138 kV","Monitored",143,143,null,"9/1/2017 2:52:48 PM -05:00","WFEC"]
["TEMP29_23044",23044,"SWPP","INT","CSWS","CSWS","LN PITTSB9 - VALLIANT 345 kV","Contingent",143,143,null,"9/1/2017 2:52:48 PM -05:00","CSWS"]
["TEMP30_20581",20581,"AECI","RCF","AECI","AECI","LN FAIRPORT - GENTRY 161 kV","Monitored",242,242,null,"11/1/2016 4:06:34 AM -05:00","AECI"]
["TEMP30_20581",20581,"AECI","RCF","MPS","KCPL","LN NASHUA - ST_JOE 345 kV","Contingent",242,242,null,"11/1/2016 4:06:34 AM -05:00","KCPL/MPS"]
["TEMP31_21278",21278,"AECI","RCF","AMRN","AMRN","XF PLMY 345/161 kV","Monitored",336,336,null,"11/1/2016 4:11:18 AM -05:00","AMRN"]
["TEMP31_21278",21278,"AECI","RCF","MEC","ALTW","LN MNTZUMA - OTTUMWA 345 kV","Contingent",336,336,null,"11/1/2016 4:11:18 AM -05:00","ALTW/MEC"]
["TEMP32_23136",23136,"SWPP","INT","CSWS","CSWS","LN BA_NORTH - E_21_TP 138 kV","Monitored",212,212,null,"10/2/2017 2:25:25 PM -05:00","CSWS"]
["TEMP32_23136",23136,"SWPP","INT","CSWS","CSWS","LN CLRKSVLE - CHAMBERS 345 kV","Contingent",212,212,null,"10/2/2017 2:25:25 PM -05:00","CSWS"]
["TEMP33_22827",22827,"SWPP","INT","WR","WR","LN LEC - LAWH 115 kV","Monitored",127,151,null,"5/16/2017 10:54:00 PM -05:00","WR"]
["TEMP33_22827",22827,"SWPP","INT","WR","WR","LN STRA - 87TH_ST 345 kV","Contingent",127,151,null,"5/16/2017 10:54:00 PM -05:00","WR"]
["TEMP34_23009",23009,"SWPP","RCF","KCPL","KCPL","LN SALISBRY - NORTON 161 kV","Monitored",234,234,null,"8/14/2017 10:31:25 AM -05:00","KCPL","SWPP"]
["TEMP34_23009",23009,"SWPP","RCF","AECI","AECI","LN MCC2 - KINGDOM 345 kV","Contingent",234,234,null,"8/14/2017 10:31:25 AM -05:00","AECI","SWPP"]
["TEMP34_23009",23009,"SWPP","RCF","AECI","AMRN","LN MCRD - MCC2 345 kV","Contingent",234,234,null,"8/14/2017 10:31:25 AM -05:00","AMRN/AECI","SWPP"]
["TEMP34_23009",23009,"SWPP","RCF","AECI","AECI","LN TH_HILL - MCC2 345 kV","Contingent",234,234,null,"8/14/2017 10:31:25 AM -05:00","AECI","SWPP"]
["TEMP34_23009",23009,"SWPP","RCF","AECI","AECI","XF KINGDOM 345/161 kV","Contingent",234,234,null,"8/14/2017 10:31:25 AM -05:00","AECI","SWPP"]
["TEMP35_23010",23010,"SWPP","INT","CSWS","CSWS","LN CEDARGRO - SSHREVE 138 kV","Monitored",235,235,null,"8/14/2017 4:02:30 PM -05:00","CSWS"]
["TEMP35_23010",23010,"SWPP","INT","CSWS","CSWS","LN SWSHREV - SSHREVE 138 kV","Contingent",235,235,null,"8/14/2017 4:02:30 PM -05:00","CSWS"]
["TEMP36_22804",22804,"MISO","RCF","EES","EDE","LN OZRK_B - OMAHA 161 kV","Monitored",162,162,null,"5/8/2017 7:03:18 PM -05:00","EDE/EES","MISO"]
["TEMP36_22804",22804,"MISO","RCF","AECI","SPA","LN TABLE_RK - GRANDVW 161 kV","Contingent",162,162,null,"5/8/2017 7:03:18 PM -05:00","SPA/AECI","MISO"]
["TEMP37_22907",22907,"SWPP","INT","WAUE","WAUE","LN HAYBUTTE - ARNEGARD 115 kV","Monitored",125,125,null,"6/20/2017 12:45:21 PM -05:00","WAUE"]
["TEMP38_22486",22486,"SWPP","INT","WR","WR","LN BUTL - ALTO 138 kV","Monitored",96,96,null,"12/29/2016 7:57:03 AM -06:00","WR"]
["TEMP38_22486",22486,"SWPP","INT","WR","WR","LN CAN_RIVR - N345 345 kV","Contingent",96,96,null,"12/29/2016 7:57:03 AM -06:00","WR"]
["TEMP39_23045",23045,"SWPP","INT","WR","WR","XF CIRC 230/115 kV","Monitored",280,308,null,"9/1/2017 3:03:48 PM -05:00","WR"]
["TEMP39_23045",23045,"SWPP","INT","WR","WR","LN EMPEC - WICH 345 kV","Contingent",280,308,null,"9/1/2017 3:03:48 PM -05:00","WR"]
["TEMP40_22785",22785,"SWPP","INT","SPS","SPS","LN HANSFORD - SPEARMA1 115 kV","Monitored",159,159,null,"5/2/2017 8:40:16 PM -05:00","SPS"]
["TEMP40_22785",22785,"SWPP","INT","OKGE","SPS","LN BORDER - TUCO 345 kV","Contingent",159,159,null,"5/2/2017 8:40:16 PM -05:00","SPS/OKGE"]
["TEMP41_23052",23052,"SWPP","INT","WR","WR","XF WOLF 345/1 kV","Monitored",100,110,null,"9/6/2017 3:30:27 PM -05:00","WR"]
["TEMP41_23052",23052,"SWPP","INT","WR","WR","XF TIOG 138/69 kV","Contingent",100,110,null,"9/6/2017 3:30:27 PM -05:00","WR"]
["TEMP42_23158",23158,"SWPP","INT","OKGE","OKGE","LN MURRYSP2 - STATE2 69 kV","Monitored",72,72,null,"10/10/2017 8:30:27 AM -05:00","OKGE"]
["TEMP42_23158",23158,"SWPP","INT","OKGE","OKGE","LN TARBY1 - SHAD-PT5 161 kV","Contingent",72,72,null,"10/10/2017 8:30:27 AM -05:00","OKGE"]
["TEMP43_23017",23017,"SWPP","INT","CSWS","CSWS","LN DRFTSND4 - SANTAFE4 138 kV","Monitored",100,100,null,"8/17/2017 1:32:59 AM -05:00","CSWS"]
["TEMP44_22496",22496,"SWPP","INT","KCPL","KCPL","LN NRTHEAST - CROSTOWN 161 kV","Monitored",259,259,null,"1/3/2017 7:21:28 PM -06:00","KCPL"]
["TEMP44_22496",22496,"SWPP","INT","KCPL","KCPL","LN NRTHEAST - GA_WEST 161 kV","Contingent",259,259,null,"1/3/2017 7:21:28 PM -06:00","KCPL"]
["TEMP45_22937",22937,"SWPP","INT","WR","WR","LN JAGG - PENT 115 kV","Monitored",173,206,null,"7/3/2017 1:37:31 PM -05:00","WR"]
["TEMP45_22937",22937,"SWPP","INT","WR","WR","LN STRA - 87TH_ST 345 kV","Contingent",173,206,null,"7/3/2017 1:37:31 PM -05:00","WR"]
["TEMP46_22948",22948,"SWPP","RCF","OKGE","OKGE","XF FTSMTH 500/1 kV","Monitored",493,493,null,"7/6/2017 7:07:42 PM -05:00","OKGE","SWPP"]
["TEMP46_22948",22948,"SWPP","RCF","OKGE","OKGE","XF FTSMTH 500/1 kV","Contingent",493,493,null,"7/6/2017 7:07:42 PM -05:00","OKGE","SWPP"]
["TEMP47_23019",23019,"SWPP","INT","CSWS","CSWS","LN BART_COM - MOUND_RD 138 kV","Monitored",106,106,null,"8/16/2017 10:11:57 PM -05:00","CSWS"]
["TEMP47_23019",23019,"SWPP","INT","CSWS","CSWS","LN NE_GAS - TULSA_NO 138 kV","Contingent",106,106,null,"8/16/2017 10:11:57 PM -05:00","CSWS"]
["TEMP48_22828",22828,"SWPP","INT","SECI","SECI","LN CRKCREEK - CUDAHY1 115 kV","Monitored",120,148,null,"5/16/2017 11:36:05 PM -05:00","SECI"]
["TEMP48_22828",22828,"SWPP","INT","SECI","SECI","LN SHOOTSTR - GRNBUR1 115 kV","Contingent",120,148,null,"5/16/2017 11:36:05 PM -05:00","SECI"]
["TEMP49_21150",21150,"SWPP","RCF","OTP","WAUE","LN RUGBY230 - RUGBY 115 kV","Monitored",219,219,null,"8/14/2015 3:07:35 PM -05:00","WAUE/OTP","SWPP"]
["TEMP49_21150",21150,"SWPP","RCF","GRE","OTP","LN RUGBY230 - BALTAJCT 230 kV","Contingent",219,219,null,"8/14/2015 3:07:35 PM -05:00","OTP/GRE","SWPP"]
["TEMP50_23126",23126,"SWPP","INT","SPS","SPS","XF POTTER_S 345/230 kV","Monitored",516,559,null,"9/29/2017 12:46:01 AM -05:00","SPS"]
["TEMP50_23126",23126,"SWPP","INT","OKGE","SPS","LN BORDER - TUCO 345 kV","Contingent",516,559,null,"9/29/2017 12:46:01 AM -05:00","SPS/OKGE"]
["TEMP51_23050",23050,"MISO","RCF","WAUE","ALTW","LN CAYLER - WISDOMCB 161 kV","Monitored",215,215,null,"9/7/2017 1:52:51 PM -05:00","ALTW/WAUE","MISO"]
["TEMP51_23050",23050,"MISO","RCF","MEC","ALTW","LN LAKEFLD - OBRIENCO 345 kV","Contingent",215,215,null,"9/7/2017 1:52:51 PM -05:00","ALTW/MEC","MISO"]
["TEMP52_23127",23127,"SWPP","INT","OKGE","OKGE","XF CIMARRON 345/138 kV","Monitored",478,478,null,"9/29/2017 12:46:01 AM -05:00","OKGE"]
["TEMP52_23127",23127,"SWPP","INT","OKGE","OKGE","LN CIMARRON - DRAPR1 345 kV","Contingent",478,478,null,"9/29/2017 12:46:01 AM -05:00","OKGE"]
["TEMP53_23128",23128,"SWPP","INT","CSWS","CSWS","XF LONGWOO 345/138 kV","Monitored",448,493,null,"9/29/2017 12:56:03 AM -05:00","CSWS"]
["TEMP53_23128",23128,"SWPP","INT","CSWS","CSWS","LN LONGWOO - SWSHREV 345 kV","Contingent",448,493,null,"9/29/2017 12:56:03 AM -05:00","CSWS"]
["TEMP54_20943",20943,"SWPP","INT","GRDA","GRDA","LN MAID1 - KERR_HYD 161 kV","Monitored",198,198,null,"9/30/2016 11:56:38 PM -05:00","GRDA"]
["TEMP54_20943",20943,"SWPP","INT","GRDA","GRDA","LN MAID1 - KERR_HYD 161 kV","Contingent",198,198,null,"9/30/2016 11:56:38 PM -05:00","GRDA"]
["TEMP55_18963",18963,"AECI","CFG","AECI","INDN","LN ECKLES - MO_CITY 161 kV","Monitored",322,322,null,"11/1/2016 4:09:25 AM -05:00","INDN/AECI"]
["TEMP55_18963",18963,"AECI","CFG","KCPL","MPS","LN IATAN - EASTTOWN 345 kV","Contingent",322,322,null,"11/1/2016 4:09:25 AM -05:00","MPS/KCPL"]
["TEMP56_23053",23053,"MISO","RCF","ALTW","ALTW","LN COLBY - EMERY 161 kV","Monitored",327,327,null,"9/7/2017 2:02:52 PM -05:00","ALTW","MISO"]
["TEMP56_23053",23053,"MISO","RCF","ALTW","ALTW","LN MITCHLCO - HAZLTON 345 kV","Contingent",327,327,null,"9/7/2017 2:02:52 PM -05:00","ALTW","MISO"]
["TEMP57_22940",22940,"SWPP","INT","SPA","SPA","LN 5AKINS - SALISA1 161 kV","Monitored",220,220,null,"7/5/2017 11:06:46 AM -05:00","SPA"]
["TEMP57_22940",22940,"SWPP","INT","OKGE","OKGE","LN FTSMTH - MUSKOGEE 345 kV","Contingent",220,220,null,"7/5/2017 11:06:46 AM -05:00","OKGE"]
["TEMP58_23168",23168,"SWPP","INT","KCPL","KCPL","LN NRTHEAST - GRAND_AV 161 kV","Monitored",259,259,null,"10/13/2017 2:27:09 PM -05:00","KCPL"]
["TEMP58_23168",23168,"SWPP","INT","KCPL","KCPL","LN GA_WEST - NAVY 161 kV","Contingent",259,259,null,"10/13/2017 2:27:09 PM -05:00","KCPL"]
["TEMP58_23168",23168,"SWPP","INT","KCPL","KCPL","LN NRTHEAST - GA_WEST 161 kV","Contingent",259,259,null,"10/13/2017 2:27:09 PM -05:00","KCPL"]
["TEMP59_22838",22838,"SWPP","RCF","KCPL","AECI","LN NORTON - NORT_AEC 161 kV","Monitored",167,167,null,"5/19/2017 12:38:33 PM -05:00","AECI/KCPL"]
["TEMP59_22838",22838,"SWPP","RCF","AECI","AECI","LN KINGDOM - MCC2 345 kV","Contingent",167,167,null,"5/19/2017 12:38:33 PM -05:00","AECI"]
["TEMP59_22838",22838,"SWPP","RCF","AECI","AMRN","LN MCC2 - MCRD 345 kV","Contingent",167,167,null,"5/19/2017 12:38:33 PM -05:00","AMRN/AECI"]
["TEMP59_22838",22838,"SWPP","RCF","AECI","AECI","LN MCC2 - TH_HILL 345 kV","Contingent",167,167,null,"5/19/2017 12:38:33 PM -05:00","AECI"]
["TEMP59_22838",22838,"SWPP","RCF","AECI","AECI","XF KINGDOM 345/161 kV","Contingent",167,167,null,"5/19/2017 12:38:33 PM -05:00","AECI"]
["TEMP60_22466",22466,"SWPP","INT","SPS","SPS","LN TUCO - STANTON 115 kV","Monitored",120,120,null,"12/15/2016 8:54:17 PM -06:00","SPS"]
["TEMP60_22466",22466,"SWPP","INT","SPS","SPS","LN TUCO - CARLISLE 230 kV","Contingent",120,120,null,"12/15/2016 8:54:17 PM -06:00","SPS"]
["TEMP61_22964",22964,"SWPP","INT","WR","WR","LN WR_SMKHL - SUMM 230 kV","Monitored",319,350,null,"7/11/2017 2:35:57 PM -05:00","MIDW"]
["TEMP61_22964",22964,"SWPP","INT","SECI","SECI","LN CLARKCO - THISTLE7 345 kV","Contingent",319,350,null,"7/11/2017 2:35:57 PM -05:00","SECI"]
["TEMP62_22842",22842,"MISO","RCF","OTP","WAUE","LN FARGO - SHEYNNE 230 kV","Monitored",341,341,null,"5/21/2017 8:11:22 AM -05:00","WAUE/OTP","MISO"]
["TEMP62_22842",22842,"MISO","RCF","OTP","OTP","LN BUFFALO2 - BISON_3 345 kV","Contingent",341,341,null,"5/21/2017 8:11:22 AM -05:00","OTP","MISO"]
["TEMP62_22842",22842,"MISO","RCF","OTP","OTP","LN JMSTNOTP - BUFFALO2 345 kV","Contingent",341,341,null,"5/21/2017 8:11:22 AM -05:00","OTP","MISO"]
["TEMP62_22842",22842,"MISO","RCF","OTP","OTP","XF BUFFALO2 345/1 kV","Contingent",341,341,null,"5/21/2017 8:11:22 AM -05:00","OTP","MISO"]
["TEMP63_21164",21164,"SWPP","INT","OKGE","OKGE","LN CIMARRON - DRAPR1 345 kV","Monitored",717,717,null,"8/23/2015 9:52:39 AM -05:00","OKGE"]
["TEMP63_21164",21164,"SWPP","INT","OKGE","OKGE","LN MINCO - GRACMONT 345 kV","Contingent",717,717,null,"8/23/2015 9:52:39 AM -05:00","OKGE"]
["TEMP64_23131",23131,"SWPP","RCF","WAUE","WAUE","LN DAWSONC - LEWISWP 115 kV","Monitored",102,102,null,"10/2/2017 7:16:26 AM -05:00","WAUE","SWPP"]
["TEMP64_23131",23131,"SWPP","RCF","WAUE","WAUE","LN BELFELD - CHAR_CK 345 kV","Contingent",102,102,null,"10/2/2017 7:16:26 AM -05:00","WAUE","SWPP"]
["TEMP65_22941",22941,"SWPP","RCF","MDU","WAUE","LN WILISTN2 - LTLMUDDY 115 kV","Monitored",102,102,null,"7/5/2017 2:48:43 PM -05:00","WAUE/MDU","SWPP"]
["TEMP65_22941",22941,"SWPP","RCF","MDU","MDU","XF TIOGA 230/1 kV","Contingent",102,102,null,"7/5/2017 2:48:43 PM -05:00","MDU","SWPP"]
["TEMP66_20599",20599,"AECI","CFG","AECI","AECI","LN FAIRPORT - OSBORN 161 kV","Monitored",227,227,null,"9/30/2016 11:56:38 PM -05:00","AECI"]
["TEMP66_20599",20599,"AECI","CFG","KCPL","MPS","LN EASTTOWN - IATAN 345 kV","Contingent",227,227,null,"9/30/2016 11:56:38 PM -05:00","MPS/KCPL"]
["TEMP67_22884",22884,"SWPP","INT","SPS","SPS","LN LOVINGTO - NRTH_INT 115 kV","Monitored",120,131,null,"6/11/2017 4:35:11 PM -05:00","SPS"]
["TEMP67_22884",22884,"SWPP","INT","SPS","SPS","LN YOAKUM - HOBBS 230 kV","Contingent",120,131,null,"6/11/2017 4:35:11 PM -05:00","SPS"]
["TEMP68_22267",22267,"SWPP","INT","CSWS","CSWS","LN ELK-CITY - CLINT_J 138 kV","Monitored",152,152,null,"10/17/2016 4:35:26 PM -05:00","CSWS"]
["TEMP68_22267",22267,"SWPP","INT","CSWS","SPS","LN SWEETWT6 - WHEELER 230 kV","Contingent",152,152,null,"10/17/2016 4:35:26 PM -05:00","SPS/CSWS"]
["TEMP69_22945",22945,"SWPP","RCF","WAUE","WAUE","LN WARDWA - BISMARK2 230 kV","Monitored",320,352,null,"7/6/2017 4:38:40 PM -05:00","WAUE","SWPP"]
["TEMP69_22945",22945,"SWPP","RCF","OTP","OTP","LN JMSTNOTP - BUFFALO2 345 kV","Contingent",320,352,null,"7/6/2017 4:38:40 PM -05:00","OTP","SWPP"]
["TEMP70_22597",22597,"SWPP","INT","SPS","SPS","LN HALE_CO - TUCO 115 kV","Monitored",80,80,null,"2/23/2017 2:15:45 PM -06:00","SPS"]
["TEMP70_22597",22597,"SWPP","INT","SPS","SPS","LN TOLKSUB - TUCO 230 kV","Contingent",80,80,null,"2/23/2017 2:15:45 PM -06:00","SPS"]
["TEMP71_18186",18186,"TVA","CFG","AECI","INDN","LN ECKLES - MO_CITY 161 kV","Monitored",322,322,null,"11/1/2016 4:04:04 AM -05:00","INDN/AECI"]
["TEMP71_18186",18186,"TVA","CFG","AECI","NPPD","LN COOPER - FAIRPORT 345 kV","Contingent",322,322,null,"11/1/2016 4:04:04 AM -05:00","NPPD/AECI"]
["TEMP71_18186",18186,"TVA","CFG","AECI","MPS","LN ST_JOE - FAIRPORT 345 kV","Contingent",322,322,null,"11/1/2016 4:04:04 AM -05:00","MPS/AECI"]
["TEMP71_18186",18186,"TVA","CFG","AECI","AECI","XF FAIRPORT 345/161 kV","Contingent",322,322,null,"11/1/2016 4:04:04 AM -05:00","AECI"]
["TEMP72_22893",22893,"SWPP","INT","WR","WR","XF WOLF 345/1 kV","Monitored",100,110,null,"6/13/2017 1:44:07 PM -05:00","WR"]
["TEMP72_22893",22893,"SWPP","INT","KCPL","WR","LN WOLF - WAVERLY7 345 kV","Contingent",100,110,null,"6/13/2017 1:44:07 PM -05:00","WR/KCPL"]
["TEMP73_21393",21393,"SWPP","RCF","WAUE","NSP","LN LAWRENC - SIOUXFL 115 kV","Monitored",239,262,null,"12/14/2015 1:51:09 AM -06:00","NSP/WAUE","SWPP"]
["TEMP73_21393",21393,"SWPP","RCF","NSP","WAUE","LN SPLIT_R - SIOUXFL 230 kV","Contingent",239,262,null,"12/14/2015 1:51:09 AM -06:00","WAUE/NSP","SWPP"]
["TEMP74_23058",23058,"MISO","RCF","ALTW","ALTW","LN COLBY - WORT 161 kV","Monitored",200,200,null,"9/7/2017 2:13:54 PM -05:00","ALTW","MISO"]
["TEMP74_23058",23058,"MISO","RCF","ALTW","ALTW","LN HAZLTON - MITCHLCO 345 kV","Contingent",200,200,null,"9/7/2017 2:13:54 PM -05:00","ALTW","MISO"]
["TEMP75_17884",17884,"TVA","RCF","TVA","TVA","LN VOLUNT1 - PHIPP1 500 kV","Monitored",1800,1800,null,"8/21/2015 10:52:51 AM -05:00","TVA"]
["TEMP75_17884",17884,"TVA","RCF","AEP","AEP","LN CULLODEN - WYOMING 765 kV","Contingent",1800,1800,null,"8/21/2015 10:52:51 AM -05:00","AEP"]
["TEMP76_23162",23162,"SWPP","INT","WR","WR","LN NESCTY - ALXNDR 115 kV","Monitored",80,80,null,"10/10/2017 7:11:39 PM -05:00","MIDW"]
["TEMP76_23162",23162,"SWPP","INT","SECI","SECI","LN BUCKNER7 - SPERVI1 345 kV","Contingent",80,80,null,"10/10/2017 7:11:39 PM -05:00","SECI"]
["TEMP77_23024",23024,"SWPP","INT","WFEC","WFEC","LN TUPLOTP4 - TUPELO2 138 kV","Monitored",143,143,null,"8/18/2017 10:21:28 PM -05:00","WFEC"]
["TEMP77_23024",23024,"SWPP","INT","OKGE","OKGE","LN CANEY1 - LCITY 138 kV","Contingent",143,143,null,"8/18/2017 10:21:28 PM -05:00","OKGE"]
["TEMP78_22980",22980,"MISO","RCF","ALTW","ALTW","LN DICY - TRIBOJI 161 kV","Monitored",235,235,null,"9/7/2017 2:13:54 PM -05:00","ALTW","MISO"]
["TEMP78_22980",22980,"MISO","RCF","MEC","ALTW","LN LAKEFLD - OBRIENCO 345 kV","Contingent",235,235,null,"9/7/2017 2:13:54 PM -05:00","ALTW/MEC","MISO"]
["TEMP79_23153",23153,"SWPP","INT","MPS","MPS","XF SIBLEY 345/1 kV","Monitored",400,440,null,"10/8/2017 8:44:28 PM -05:00","MPS"]
["TEMP79_23153",23153,"SWPP","INT","KCPL","MPS","LN SIBLEY - HAWTHORN 345 kV","Contingent",400,440,null,"10/8/2017 8:44:28 PM -05:00","MPS/KCPL"]
["TEMP79_23153",23153,"SWPP","INT","MPS","MPS","LN SIBLEY - PHILL 345 kV","Contingent",400,440,null,"10/8/2017 8:44:28 PM -05:00","MPS"]
["TEMP80_22320",22320,"SWPP","RCF","CSWS","CSWS","LN WELSH - DIANA 345 kV","Monitored",905,1059,null,"10/31/2016 4:11:43 PM -05:00","CSWS","SWPP"]
["TEMP80_22320",22320,"SWPP","RCF","CSWS","CSWS","LN WELSH - DIANA 345 kV","Contingent",905,1059,null,"10/31/2016 4:11:43 PM -05:00","CSWS","SWPP"]
["TEMP81_22480",22480,"SWPP","INT","WR","WR","XF EDWV 161/115 kV","Monitored",167,167,null,"12/26/2016 12:46:15 AM -06:00","WR"]
["TEMP81_22480",22480,"SWPP","INT","KCPL","WR","LN 87TH_ST - CRAIG 345 kV","Contingent",167,167,null,"12/26/2016 12:46:15 AM -06:00","WR/KCPL"]
["TEMP82_22539",22539,"SWPP","INT","WR","SECI","LN SHAYS - MULGRE2 230 kV","Monitored",297,297,null,"1/18/2017 12:21:35 PM -06:00","MIDW"]
["TEMP82_22539",22539,"SWPP","INT","WR","WR","LN WR_SMKHL - SUMM 230 kV","Contingent",297,297,null,"1/18/2017 12:21:35 PM -06:00","MIDW"]
["TEMP83_20708",20708,"TVA","RCF","TVA","TVA","LN BATSV7 - SARDIT 161 kV","Monitored",335,335,null,"11/1/2016 4:12:42 AM -05:00","TVA"]
["TEMP83_20708",20708,"TVA","RCF","TVA","TVA","LN CHOCTAW - 8CLAY 500 kV","Contingent",335,335,null,"11/1/2016 4:12:42 AM -05:00","TVA"]
["TEMP84_23048",23048,"MISO","RCF","AMRN","CWLD","LN CWL_MCBN - MCBN 161 kV","Monitored",249,249,null,"9/8/2017 12:43:16 PM -05:00","CWLD/AMRN"]
["TEMP84_23048",23048,"MISO","RCF","AECI","AECI","LN KINGDOM - MILRSBRG 161 kV","Contingent",249,249,null,"9/8/2017 12:43:16 PM -05:00","AECI"]
["TEMP84_23048",23048,"MISO","RCF","AECI","AECI","LN MILRSBRG - BOONE 161 kV","Contingent",249,249,null,"9/8/2017 12:43:16 PM -05:00","AECI"]
["TEMP85_22814",22814,"SWPP","INT","WR","WR","XF WICH 345/138 kV","Monitored",400,430,null,"5/13/2017 3:04:49 PM -05:00","WR"]
["TEMP85_22814",22814,"SWPP","INT","WR","WR","XF WICH 345/138 kV","Contingent",400,430,null,"5/13/2017 3:04:49 PM -05:00","WR"]
["TEMP86_22813",22813,"SWPP","INT","SECI","SECI","LN ARNOLD2 - RANSOM1 115 kV","Monitored",80,80,null,"5/12/2017 8:44:51 PM -05:00","SECI"]
["TEMP86_22813",22813,"SWPP","INT","SECI","SECI","LN MINGO1 - SETAB1 345 kV","Contingent",80,80,null,"5/12/2017 8:44:51 PM -05:00","SECI"]
["TEMP87_23027",23027,"SWPP","INT","CSWS","CSWS","LN TULSA_NO - CID_TAP 138 kV","Monitored",168,168,null,"8/19/2017 10:01:48 PM -05:00","CSWS"]
["TEMP87_23027",23027,"SWPP","INT","CSWS","CSWS","XF ONETA 345/138 kV","Contingent",168,168,null,"8/19/2017 10:01:48 PM -05:00","CSWS"]
["TEMP87_23027",23027,"SWPP","INT","CSWS","CSWS","XF ONETA 345/138 kV","Contingent",168,168,null,"8/19/2017 10:01:48 PM -05:00","CSWS"]
["TEMP88_22478",22478,"SWPP","INT","KCPL","KCPL","LN NRTHEAST - CROSTOWN 161 kV","Monitored",259,259,null,"12/23/2016 8:56:40 AM -06:00","KCPL"]
["TEMP88_22478",22478,"SWPP","INT","WR","KCPL","LN IATAN - STRA 345 kV","Contingent",259,259,null,"12/23/2016 8:56:40 AM -06:00","KCPL/WR"]
["TEMP89_22229",22229,"SWPP","INT","WFEC","OKGE","LN GRACMONT - ANADARKO 138 kV","Monitored",200,234,null,"10/6/2016 11:41:01 AM -05:00","OKGE/WFEC"]
["TEMP89_22229",22229,"SWPP","INT","CSWS","WFEC","LN WASHIT1 - SW_STA 138 kV","Contingent",200,234,null,"10/6/2016 11:41:01 AM -05:00","WFEC/CSWS"]
["TEMP90_23178",23178,"SWPP","INT","SPS","SPS","LN TOLKSUB - TUCO 230 kV","Monitored",319,319,null,"10/16/2017 4:48:27 PM -05:00","SPS"]
["TEMP90_23178",23178,"SWPP","INT","SPS","SPS","LN TOLKSUB - YOAKUM 230 kV","Contingent",319,319,null,"10/16/2017 4:48:27 PM -05:00","SPS"]
["TEMP91_22541",22541,"SWPP","INT","WR","WR","XF CIRC 230/115 kV","Monitored",280,308,null,"1/18/2017 2:38:41 PM -06:00","WR"]
["TEMP91_22541",22541,"SWPP","INT","WR","WR","LN SUMM - RENO 345 kV","Contingent",280,308,null,"1/18/2017 2:38:41 PM -06:00","WR"]
["TEMP92_23183",23183,"SWPP","INT","EDE","SPA","LN LAR3821 - SPRGFLD 161 kV","Monitored",167,167,null,"10/16/2017 11:27:35 PM -05:00","SPA/EDE"]
["TEMP92_23183",23183,"SWPP","INT","CSWS","AECI","LN FLINTCRK - BROOK_LN 345 kV","Contingent",167,167,null,"10/16/2017 11:27:35 PM -05:00","AECI/CSWS"]
["TEMP93_22966",22966,"SWPP","INT","CSWS","CSWS","LN VERD_TAP - AMC_TAP 138 kV","Monitored",136,136,null,"7/11/2017 5:06:03 PM -05:00","CSWS"]
["TEMP93_22966",22966,"SWPP","INT","CSWS","CSWS","LN NE_GAS - OWASSO 138 kV","Contingent",136,136,null,"7/11/2017 5:06:03 PM -05:00","CSWS"]
["TEMP94_21410",21410,"SWPP","INT","WR","SECI","LN SHAYS - MULGRE2 230 kV","Monitored",297,297,null,"12/23/2015 3:53:10 PM -06:00","MIDW"]
["TEMP94_21410",21410,"SWPP","INT","SECI","WR","LN POSTROCK - SPERVI1 345 kV","Contingent",297,297,null,"12/23/2015 3:53:10 PM -06:00","MIDW"]
["TEMP96_22409",22409,"SWPP","INT","CSWS","WFEC","LN HUGOPP4 - VALLIANT 138 kV","Monitored",287,287,null,"12/4/2016 6:39:31 AM -06:00","WFEC/CSWS"]
["TEMP96_22409",22409,"SWPP","INT","CSWS","WFEC","LN HUGOPP4 - VALLIANT 345 kV","Contingent",287,287,null,"12/4/2016 6:39:31 AM -06:00","WFEC/CSWS"]
["TEMP97_22552",22552,"SWPP","INT","WR","WR","LN WR_SMKHL - SUMM 230 kV","Monitored",319,350,null,"1/26/2017 2:49:02 AM -06:00","MIDW"]
["TEMP97_22552",22552,"SWPP","INT","SPS","SPS","LN FINNEY1 - HITCH 345 kV","Contingent",319,350,null,"1/26/2017 2:49:02 AM -06:00","SPS"]
["TEMP98_21113",21113,"SWPP","RCF","WAUE","WAUE","XF SHEFFLD1 161/69 kV","Monitored",84,92,null,"12/9/2016 1:05:38 PM -06:00","WAUE","SWPP"]
["TEMP98_21113",21113,"SWPP","RCF","WAUE","WAUE","LN SHEFFLD1 - HAMP_TP 161 kV","Contingent",84,92,null,"12/9/2016 1:05:38 PM -06:00","WAUE","SWPP"]
["TEMP99_22214",22214,"SWPP","RCF","OKGE","OKGE","XF FTSMTH 345/161 kV","Monitored",478,478,null,"10/4/2016 4:05:43 PM -05:00","OKGE","SWPP"]
["TEMP99_22214",22214,"SWPP","RCF","OKGE","OKGE","XF FTSMTH 500/1 kV","Contingent",478,478,null,"10/4/2016 4:05:43 PM -05:00","OKGE","SWPP"]
["TMP100_22915",22915,"SWPP","RCF","WAUE","WAUE","LN S3 - GRANITF 115 kV","Monitored",119,154,null,"6/23/2017 12:38:59 PM -05:00","WAUE","SWPP"]
["TMP100_22915",22915,"SWPP","RCF","NSP","NSP","XF BRKNGCO 345/1 kV","Contingent",119,154,null,"6/23/2017 12:38:59 PM -05:00","NSP","SWPP"]
["TMP101_23043",23043,"SWPP","INT","NPPD","NPPD","LN MEADW_GR - KELLY 230 kV","Monitored",387,425,null,"9/1/2017 3:56:38 AM -05:00","NPPD"]
["TMP101_23043",23043,"SWPP","INT","WAUE","NPPD","LN GRPRAIR - GRISLD1 345 kV","Contingent",387,425,null,"9/1/2017 3:56:38 AM -05:00","NPPD/WAUE"]
["TMP102_22854",22854,"SWPP","INT","OKGE","OKGE","XF WDRNG1 345/138 kV","Monitored",330,359,null,"5/27/2017 12:55:31 PM -05:00","OKGE"]
["TMP102_22854",22854,"SWPP","INT","OKGE","OKGE","LN WDRNG1 - MATHWSN7 345 kV","Contingent",330,359,null,"5/27/2017 12:55:31 PM -05:00","OKGE"]
["TMP103_22587",22587,"SWPP","INT","OKGE","OKGE","LN KILDR - WHEGL 138 kV","Monitored",194,222,null,"2/11/2017 7:55:43 PM -06:00","OKGE"]
["TMP103_22587",22587,"SWPP","INT","OKGE","OKGE","LN HUNTERS7 - WDRNG1 345 kV","Contingent",194,222,null,"2/11/2017 7:55:43 PM -06:00","OKGE"]
["TMP104_22817",22817,"SWPP","INT","SPS","SPS","LN RB_SPRLK - MOORE_CO 115 kV","Monitored",80,80,null,"5/14/2017 10:19:07 AM -05:00","SPS"]
["TMP104_22817",22817,"SWPP","INT","SPS","SPS","LN HITCH - MOORE_CO 230 kV","Contingent",80,80,null,"5/14/2017 10:19:07 AM -05:00","SPS"]
["TMP105_22774",22774,"SWPP","INT","SPS","SPS","LN HANSFORD - SPEARMA1 115 kV","Monitored",159,159,null,"4/30/2017 10:23:27 PM -05:00","SPS"]
["TMP105_22774",22774,"SWPP","INT","SPS","SPS","LN HITCH - MOORE_CO 230 kV","Contingent",159,159,null,"4/30/2017 10:23:27 PM -05:00","SPS"]
["TMP106_23137",23137,"SWPP","INT","WFEC","WFEC","LN CORNTP4 - NAPLES1 138 kV","Monitored",145,169,null,"10/2/2017 3:17:32 PM -05:00","WFEC"]
["TMP106_23137",23137,"SWPP","INT","CSWS","CSWS","LN LEONARD - TUTTLE 138 kV","Contingent",145,169,null,"10/2/2017 3:17:32 PM -05:00","CSWS"]
["TMP107_23181",23181,"SWPP","INT","SPS","SPS","LN TOLKSUB - YOAKUM 230 kV","Monitored",319,319,null,"10/16/2017 4:59:21 PM -05:00","SPS"]
["TMP107_23181",23181,"SWPP","INT","SPS","SPS","LN CROSSRDS - EDDY_CO 345 kV","Contingent",319,319,null,"10/16/2017 4:59:21 PM -05:00","SPS"]
["TMP108_21950",21950,"SWPP","INT","SPA","SPA","LN MUSKTAP - GORE1 161 kV","Monitored",198,223,null,"7/1/2016 10:32:21 AM -05:00","SPA"]
["TMP108_21950",21950,"SWPP","INT","OKGE","OKGE","LN MUSKOGEE - FTSMTH 345 kV","Contingent",198,223,null,"7/1/2016 10:32:21 AM -05:00","OKGE"]
["TMP109_22593",22593,"SWPP","INT","WFEC","WFEC","LN TUPLOTP4 - TUPELO2 138 kV","Monitored",143,143,null,"2/16/2017 6:59:01 AM -06:00","WFEC"]
["TMP109_22593",22593,"SWPP","INT","CSWS","OKGE","LN SEMINOLE - PITTSB9 345 kV","Contingent",143,143,null,"2/16/2017 6:59:01 AM -06:00","OKGE/CSWS"]
["TMP110_22935",22935,"SWPP","INT","SECI","SECI","LN PIONTAP - CTUSUBL 115 kV","Monitored",159,159,null,"6/30/2017 3:00:21 PM -05:00","SECI"]
["TMP110_22935",22935,"SWPP","INT","SPS","SPS","LN FINNEY1 - HITCH 345 kV","Contingent",159,159,null,"6/30/2017 3:00:21 PM -05:00","SPS"]
["TMP111_21420",21420,"SWPP","INT","WR","SECI","LN MILANTP - CLEARWT4 138 kV","Monitored",110,110,null,"1/5/2016 2:38:38 PM -06:00","SECI/WR"]
["TMP111_21420",21420,"SWPP","INT","WR","WR","LN WICH - BUF_FLTS 345 kV","Contingent",110,110,null,"1/5/2016 2:38:38 PM -06:00","WR"]
["TMP112_20831",20831,"TVA","RCF","AMRN","AMRN","XF PLMY 345/161 kV","Monitored",336,336,null,null,"AMRN"]
["TMP112_20831",20831,"TVA","RCF","AMRN","AMRN","LN MTGY - ENON_TP 345 kV","Contingent",336,336,null,null,"AMRN"]
["TMP113_22583",22583,"SWPP","INT","OKGE","OKGE","LN CIMARRON - DRAPR1 345 kV","Monitored",717,717,null,"2/9/2017 6:32:23 PM -06:00","OKGE"]
["TMP113_22583",22583,"SWPP","INT","OKGE","OKGE","LN ARCAD7 - SEMINOLE 345 kV","Contingent",717,717,null,"2/9/2017 6:32:23 PM -06:00","OKGE"]
["TMP115_22972",22972,"MISO","RCF","ALTW","ALTW","LN LAKEFLD - DICY 161 kV","Monitored",184,184,null,"7/17/2017 7:54:10 PM -05:00","ALTW","MISO"]
["TMP115_22972",22972,"MISO","RCF","MEC","MEC","XF WEBSTER2 345/1 kV","Contingent",184,184,null,"7/17/2017 7:54:10 PM -05:00","MEC","MISO"]
["TMP116_22746",22746,"MISO","RCF","CLEC","CLEC","LN LAYFLD_C - WESKFT 230 kV","Monitored",382,412,null,"4/24/2017 1:23:14 PM -05:00","CLEC","MISO"]
["TMP116_22746",22746,"MISO","RCF","EES","CSWS","LN LAYFLD_A - HARTBG 500 kV","Contingent",382,412,null,"4/24/2017 1:23:14 PM -05:00","CSWS/EES","MISO"]
["TMP118_22847",22847,"SWPP","INT","OKGE","OKGE","LN STHRD - ROMAN 138 kV","Monitored",133,153,null,"5/25/2017 12:40:55 AM -05:00","OKGE"]
["TMP118_22847",22847,"SWPP","INT","OKGE","OKGE","LN TATONGA - MATHWSN7 345 kV","Contingent",133,153,null,"5/25/2017 12:40:55 AM -05:00","OKGE"]
["TMP119_21052",21052,"AECI","RCF","AECI","AECI","LN FRKS - FT_WOOD 161 kV","Monitored",223,304,null,"11/1/2016 4:14:58 AM -05:00","AECI"]
["TMP119_21052",21052,"AECI","RCF","AECI","AECI","LN FRKS - HUBEN 345 kV","Contingent",223,304,null,"11/1/2016 4:14:58 AM -05:00","AECI"]
["TMP120_22919",22919,"SWPP","RCF","WAUE","NPPD","LN GRPRAIR - GRISLD1 345 kV","Monitored",717,717,null,"6/24/2017 11:09:43 AM -05:00","NPPD/WAUE","SWPP"]
["TMP120_22919",22919,"SWPP","RCF","WAUE","WAUE","LN NUNDRWD - WAYSID_W 230 kV","Contingent",717,717,null,"6/24/2017 11:09:43 AM -05:00","WAUE","SWPP"]
["TMP121_22676",22676,"SWPP","RCF","MDU","MDU","XF DKSN_ND 230/1 kV","Monitored",169,169,null,"3/27/2017 8:49:41 PM -05:00","MDU","SWPP"]
["TMP121_22676",22676,"SWPP","RCF","WAUE","WAUE","LN BELFELD - CHAR_CK 345 kV","Contingent",169,169,null,"3/27/2017 8:49:41 PM -05:00","WAUE","SWPP"]
["TMP122_22559",22559,"SWPP","INT","SECI","SECI","LN SETAB1 - SCOTCTY 115 kV","Monitored",195,195,null,"1/30/2017 8:08:35 AM -06:00","SECI"]
["TMP122_22559",22559,"SWPP","INT","SECI","SECI","LN SETAB1 - HOLCOM1 345 kV","Contingent",195,195,null,"1/30/2017 8:08:35 AM -06:00","SECI"]
["TMP123_22904",22904,"SWPP","INT","WR","WR","LN KELL - KIHI 115 kV","Monitored",86,92,null,"6/18/2017 10:33:07 AM -05:00","WR"]
["TMP123_22904",22904,"SWPP","INT","WR","WR","XF TECH 161/115 kV","Contingent",86,92,null,"6/18/2017 10:33:07 AM -05:00","WR"]
["TMP125_22974",22974,"SWPP","INT","EDE","EDE","LN ORO1101 - OAK432 161 kV","Monitored",223,223,null,"7/17/2017 8:26:11 PM -05:00","EDE"]
["TMP125_22974",22974,"SWPP","INT","EDE","SPA","LN TIP2921 - NEOSPA 161 kV","Contingent",223,223,null,"7/17/2017 8:26:11 PM -05:00","SPA/EDE"]
["TMP126_23150",23150,"SWPP","INT","SPS","SPS","LN CARLISLE - DOUD 115 kV","Monitored",120,120,null,"10/6/2017 4:47:23 PM -05:00","SPS"]
["TMP126_23150",23150,"SWPP","INT","SPS","SPS","LN PLXSUB - SUNDOWN2 230 kV","Contingent",120,120,null,"10/6/2017 4:47:23 PM -05:00","SPS"]
["TMP127_23078",23078,"SWPP","INT","SPS","SPS","XF SUNDOWN2 230/115 kV","Monitored",149,149,null,"9/14/2017 3:38:23 PM -05:00","SPS"]
["TMP127_23078",23078,"SWPP","INT","SPS","SPS","LN WOLFFORT - TERRY_CO 115 kV","Contingent",149,149,null,"9/14/2017 3:38:23 PM -05:00","SPS"]
["TMP129_21713",21713,"SWPP","INT","WAUE","WAUE","XF LARAMIE 345/23.4 kV","Monitored",570,690,null,"3/16/2016 6:59:20 PM -05:00","WAUE"]
["TMP130_22992",22992,"SWPP","INT","OKGE","OKGE","LN 134PENTP - WESTMOR4 138 kV","Monitored",268,308,null,"7/26/2017 1:41:09 PM -05:00","OKGE"]
["TMP130_22992",22992,"SWPP","INT","OKGE","OKGE","LN CIMARRON - CKHAL 138 kV","Contingent",268,308,null,"7/26/2017 1:41:09 PM -05:00","OKGE"]
["TMP131_22673",22673,"SWPP","INT","SPS","SPS","LN LYN_REC1 - TERRY_CO 115 kV","Monitored",80,80,null,"3/24/2017 8:40:59 PM -05:00","SPS"]
["TMP131_22673",22673,"SWPP","INT","SPS","SPS","LN SUNDOWN2 - AMOCO_SW 230 kV","Contingent",80,80,null,"3/24/2017 8:40:59 PM -05:00","SPS"]
["TMP132_23149",23149,"SWPP","RCF","CSWS","CSWS","LN LONGWOO - OAK_PHEC 138 kV","Monitored",188,188,null,"10/6/2017 4:47:23 PM -05:00","CSWS","SWPP"]
["TMP132_23149",23149,"SWPP","RCF","CSWS","CSWS","LN DIANA - SWSHREV 345 kV","Contingent",188,188,null,"10/6/2017 4:47:23 PM -05:00","CSWS","SWPP"]
["TMP133_23079",23079,"SWPP","INT","SECI","SECI","LN EHALLTP3 - ROLLHLS3 115 kV","Monitored",87,87,null,"9/14/2017 3:38:23 PM -05:00","SECI"]
["TMP133_23079",23079,"SWPP","INT","WR","WR","LN NEW_RICE - CIRC 230 kV","Contingent",87,87,null,"9/14/2017 3:38:23 PM -05:00","MIDW"]
["TMP135_22993",22993,"MISO","RCF","MDU","MDU","LN DKSN_ND - MATTHSON 115 kV","Monitored",102,102,null,"7/28/2017 7:58:11 PM -05:00","MDU","MISO"]
["TMP135_22993",22993,"MISO","RCF","MDU","WAUE","LN HEBRON4 - MANDAN 230 kV","Contingent",102,102,null,"7/28/2017 7:58:11 PM -05:00","WAUE/MDU","MISO"]
["TMP136_22858",22858,"SWPP","INT","KCPL","KCPL","LN CENTNIAL - PAOLA 161 kV","Monitored",215,215,null,"5/29/2017 12:37:52 PM -05:00","KCPL"]
["TMP136_22858",22858,"SWPP","INT","KCPL","KCPL","LN W_GARDNR - PLESNTV 161 kV","Contingent",215,215,null,"5/29/2017 12:37:52 PM -05:00","KCPL"]
["TMP137_22913",22913,"MISO","RCF","NSP","NSP","LN PR_ISLD - NROCH 345 kV","Monitored",1195,1195,null,"6/22/2017 4:45:35 PM -05:00","NSP","MISO"]
["TMP137_22913",22913,"MISO","RCF","NSP","NSP","LN KING - EAU_CLA 345 kV","Contingent",1195,1195,null,"6/22/2017 4:45:35 PM -05:00","NSP","MISO"]
["TMP137_22913",22913,"MISO","RCF","NSP","NSP","XF EAU_CLA 345/161 kV","Contingent",1195,1195,null,"6/22/2017 4:45:35 PM -05:00","NSP","MISO"]
["TMP138_23151",23151,"SWPP","INT","WR","WR","XF WICH 345/138 kV","Monitored",400,430,null,"10/6/2017 4:47:23 PM -05:00","WR"]
["TMP138_23151",23151,"SWPP","INT","WR","WR","LN WICH - BENT 345 kV","Contingent",400,430,null,"10/6/2017 4:47:23 PM -05:00","WR"]
["TMP139_23072",23072,"SWPP","INT","NPPD","NPPD","LN PAULINE - HASTING_ 115 kV","Monitored",115,126,null,"9/13/2017 9:33:06 PM -05:00","NPPD"]
["TMP139_23072",23072,"SWPP","INT","NPPD","NPPD","LN SWEETW4 - GRISLD1 345 kV","Contingent",115,126,null,"9/13/2017 9:33:06 PM -05:00","NPPD"]
["TMP140_23081",23081,"MISO","RCF","OTP","WAUE","LN FARGO - SHEYNNE 230 kV","Monitored",341,341,null,"9/15/2017 1:12:38 PM -05:00","WAUE/OTP","MISO"]
["TMP140_23081",23081,"MISO","RCF","OTP","OTP","LN PRAIRIE2 - WINGER 230 kV","Contingent",341,341,null,"9/15/2017 1:12:38 PM -05:00","OTP","MISO"]
["TMP141_22526",22526,"SWPP","RCF","WAUE","NSP","LN LAWRENC - SIOUXFL 115 kV","Monitored",239,262,null,"1/10/2017 4:33:40 PM -06:00","NSP/WAUE","SWPP"]
["TMP141_22526",22526,"SWPP","RCF","WAUE","WAUE","LN SPLT_RT - SIOUXCY 345 kV","Contingent",239,262,null,"1/10/2017 4:33:40 PM -06:00","WAUE","SWPP"]
["TMP143_23083",23083,"SWPP","INT","CSWS","CSWS","LN TULSA_NO - CID_TAP 138 kV","Monitored",168,168,null,"9/15/2017 5:36:44 PM -05:00","CSWS"]
["TMP143_23083",23083,"SWPP","INT","CSWS","CSWS","LN ONETA - BA_NORTH 138 kV","Contingent",168,168,null,"9/15/2017 5:36:44 PM -05:00","CSWS"]
["TMP144_22843",22843,"SWPP","INT","OKGE","OKGE","XF WDRNG1 345/138 kV","Monitored",330,359,null,"5/22/2017 1:29:23 AM -05:00","OKGE"]
["TMP144_22843",22843,"SWPP","INT","OKGE","OKGE","LN WDRNG1 - SONR1 345 kV","Contingent",330,359,null,"5/22/2017 1:29:23 AM -05:00","OKGE"]
["TMP145_22995",22995,"SWPP","INT","AECI","SPRM","LN BROOK_LN - JUNCTN5 161 kV","Monitored",336,355,null,"8/3/2017 12:54:36 PM -05:00","SPRM/AECI"]
["TMP145_22995",22995,"SWPP","INT","SPRM","SPRM","LN SWPS5 - SWDISP 161 kV","Contingent",336,355,null,"8/3/2017 12:54:36 PM -05:00","SPRM"]
["TMP146_23020",23020,"SWPP","RCF","WAUE","WAUE","LN DUMONTCB - PRKRBGCB 69 kV","Monitored",69,75,null,"8/17/2017 9:51:09 AM -05:00","WAUE","SWPP"]
["TMP146_23020",23020,"SWPP","RCF","MEC","ALTW","LN EMERY - FLOYD 161 kV","Contingent",69,75,null,"8/17/2017 9:51:09 AM -05:00","ALTW/MEC","SWPP"]
["TMP147_22119",22119,"SWPP","RCF","WAUE","WAUE","XF HAMPTON2 161/69 kV","Monitored",84,92,null,"9/8/2016 8:04:03 PM -05:00","WAUE","SWPP"]
["TMP147_22119",22119,"SWPP","RCF","MEC","MEC","LN WALLLAKE - WRIGHT2 161 kV","Contingent",84,92,null,"9/8/2016 8:04:03 PM -05:00","MEC","SWPP"]
["TMP148_22883",22883,"SWPP","INT","CSWS","CSWS","LN SW_STA - NORGE_RD 138 kV","Monitored",136,136,null,"6/11/2017 2:33:08 AM -05:00","CSWS"]
["TMP148_22883",22883,"SWPP","INT","CSWS","CSWS","LN SW_STA - VERDEN4 138 kV","Contingent",136,136,null,"6/11/2017 2:33:08 AM -05:00","CSWS"]
["TMP149_20919",20919,"AECI","RCF","AECI","AECI","XF KISKER 161/138 kV","Monitored",250,250,null,"10/6/2016 5:11:13 PM -05:00","AECI"]
["TMP149_20919",20919,"AECI","RCF","AMRN","AMRN","LN MTGY - LABADIE 345 kV","Contingent",250,250,null,"10/6/2016 5:11:13 PM -05:00","AMRN"]
["TMP150_21268",21268,"AECI","RCF","AMRN","AMRN","XF PLMY 345/161 kV","Monitored",336,336,null,"10/6/2016 5:33:07 PM -05:00","AMRN"]
["TMP150_21268",21268,"AECI","RCF","AECI","AECI","XF TH_HILL 345/161 kV","Contingent",336,336,null,"10/6/2016 5:33:07 PM -05:00","AECI"]
["TMP151_22861",22861,"SWPP","INT","OKGE","OKGE","XF ARCAD7 345/138 kV","Monitored",448,448,null,"5/30/2017 6:40:28 PM -05:00","OKGE"]
["TMP151_22861",22861,"SWPP","INT","OKGE","OKGE","XF ARCAD7 345/138 kV","Contingent",448,448,null,"5/30/2017 6:40:28 PM -05:00","OKGE"]
["TMP152_22701",22701,"SWPP","INT","OKGE","OKGE","LN 134PENTP - WESTMOR4 138 kV","Monitored",268,308,null,"4/5/2017 8:21:26 AM -05:00","OKGE"]
["TMP152_22701",22701,"SWPP","INT","OKGE","OKGE","LN PLVAL - HOLWD 138 kV","Contingent",268,308,null,"4/5/2017 8:21:26 AM -05:00","OKGE"]
["TMP153_22891",22891,"SWPP","INT","WAUE","WAUE","LN FTRANDL - UTICAJC 230 kV","Monitored",320,320,null,"6/12/2017 8:03:43 PM -05:00","WAUE"]
["TMP153_22891",22891,"SWPP","INT","WAUE","WAUE","LN FTRANDL - SIOUXCY 230 kV","Contingent",320,320,null,"6/12/2017 8:03:43 PM -05:00","WAUE"]
["TMP154_23176",23176,"SWPP","INT","MPS","MPS","LN PHILL - HSNVL1 161 kV","Monitored",283,309,null,"10/16/2017 8:56:15 AM -05:00","MPS"]
["TMP154_23176",23176,"SWPP","INT","MPS","MPS","LN PHILL - LKWINGB 161 kV","Contingent",283,309,null,"10/16/2017 8:56:15 AM -05:00","MPS"]
["TMP155_20847",20847,"TVA","CFG","AECI","INDN","LN MO_CITY - ECKLES 161 kV","Monitored",322,322,null,"8/5/2015 10:29:14 AM -05:00","INDN/AECI"]
["TMP155_20847",20847,"TVA","CFG","KCPL","MPS","LN HAWTHORN - SIBLEY 345 kV","Contingent",322,322,null,"8/5/2015 10:29:14 AM -05:00","MPS/KCPL"]
["TMP156_22221",22221,"AECI","RCF","AECI","AECI","XF TH_HILL 345/161 kV","Monitored",625,625,null,"10/6/2016 5:33:07 PM -05:00","AECI"]
["TMP156_22221",22221,"AECI","RCF","AECI","AECI","XF TH_HILL 345/161 kV","Contingent",625,625,null,"10/6/2016 5:33:07 PM -05:00","AECI"]
["TMP157_23160",23160,"SWPP","INT","WR","WR","LN BENT - CHIS 138 kV","Monitored",239,239,null,"10/10/2017 10:47:34 AM -05:00","WR"]
["TMP157_23160",23160,"SWPP","INT","WR","WR","XF WICH 345/138 kV","Contingent",239,239,null,"10/10/2017 10:47:34 AM -05:00","WR"]
["TMP158_22910",22910,"SWPP","INT","WAUE","WAUE","LN MOUNDCTY - GLNHAMWP 230 kV","Monitored",240,264,null,"6/21/2017 2:54:35 AM -05:00","WAUE"]
["TMP158_22910",22910,"SWPP","INT","WAUE","WAUE","LN LELANDO - FTTHOMP 345 kV","Contingent",240,264,null,"6/21/2017 2:54:35 AM -05:00","WAUE"]
["TMP159_23175",23175,"SWPP","INT","EDE","EDE","LN ORO1101 - OAK432 161 kV","Monitored",223,223,null,"10/16/2017 2:06:17 AM -05:00","EDE"]
["TMP159_23175",23175,"SWPP","INT","EDE","EDE","LN RAM452 - STL4391 161 kV","Contingent",223,223,null,"10/16/2017 2:06:17 AM -05:00","EDE"]
["TMP160_22871",22871,"SWPP","INT","WAUE","WAUE","LN BARBUTTE - STRNDAHL 115 kV","Monitored",120,120,null,"6/5/2017 2:32:39 PM -05:00","WAUE"]
["TMP160_22871",22871,"SWPP","INT","WAUE","WAUE","LN STATLINE - MONT3 115 kV","Contingent",120,120,null,"6/5/2017 2:32:39 PM -05:00","WAUE"]
["TMP161_22749",22749,"MISO","RCF","CLEC","CLEC","XF DOLET 345/230 kV","Monitored",700,770,null,"4/25/2017 11:14:18 AM -05:00","CLEC","MISO"]
["TMP161_22749",22749,"MISO","RCF","EES","EES","LN EL_EHV - MOLIVE 500 kV","Contingent",700,770,null,"4/25/2017 11:14:18 AM -05:00","EES","MISO"]
["TMP162_21463",21463,"TVA","RCF","TVA","TVA","LN BATSV7 - SARDIT 161 kV","Monitored",335,335,null,"2/9/2016 5:27:08 PM -06:00","TVA"]
["TMP162_21463",21463,"TVA","RCF","EES","EES","XF FREPT5 500/1 kV","Contingent",335,335,null,"2/9/2016 5:27:08 PM -06:00","EES"]
["TMP163_21536",21536,"AECI","RCF","AECI","AECI","LN NODAWAY - GENTRY 161 kV","Monitored",241,241,null,"2/9/2016 5:38:05 PM -06:00","AECI"]
["TMP163_21536",21536,"AECI","RCF","MPS","NPPD","LN COOPER - ST_JOE 345 kV","Contingent",241,241,null,"2/9/2016 5:38:05 PM -06:00","NPPD/MPS"]
["TMP164_20855",20855,"SWPP","RCF","WR","KCPL","LN IATAN - STRA 345 kV","Monitored",1195,1195,null,null,"KCPL/WR","SWPP"]
["TMP164_20855",20855,"SWPP","RCF","KCPL","KCPL","LN IATAN - NASHUA 345 kV","Contingent",1195,1195,null,null,"KCPL","SWPP"]
["TMP165_21537",21537,"AECI","RCF","AECI","AECI","LN MARYVIL - NODAWAY 161 kV","Monitored",260,260,null,"2/9/2016 5:38:05 PM -06:00","AECI"]
["TMP165_21537",21537,"AECI","RCF","MPS","NPPD","LN COOPER - ST_JOE 345 kV","Contingent",260,260,null,"2/9/2016 5:38:05 PM -06:00","NPPD/MPS"]
["TMP166_21538",21538,"AECI","RCF","AECI","AECI","LN GENTRY - FAIRPORT 161 kV","Monitored",241,241,null,null,"AECI"]
["TMP166_21538",21538,"AECI","RCF","MPS","NPPD","LN COOPER - ST_JOE 345 kV","Contingent",241,241,null,null,"NPPD/MPS"]
["TMP167_23096",23096,"SWPP","INT","SPS","SPS","LN LYN_REC1 - TERRY_CO 115 kV","Monitored",80,80,null,"9/21/2017 2:59:07 AM -05:00","SPS"]
["TMP167_23096",23096,"SWPP","INT","SPS","SPS","LN WOLFFORT - TERRY_CO 115 kV","Contingent",80,80,null,"9/21/2017 2:59:07 AM -05:00","SPS"]
["TMP168_23035",23035,"SWPP","INT","CSWS","CSWS","LN NE_GAS - TULSA_NO 138 kV","Monitored",212,212,null,"8/23/2017 7:54:51 PM -05:00","CSWS"]
["TMP168_23035",23035,"SWPP","INT","CSWS","CSWS","LN RICE_CRT - BART_SE 138 kV","Contingent",212,212,null,"8/23/2017 7:54:51 PM -05:00","CSWS"]
["TMP169_23023",23023,"SWPP","RCF","WAUE","WAUE","LN S3 - GRANITF 115 kV","Monitored",119,154,null,"8/18/2017 10:10:37 PM -05:00","WAUE","SWPP"]
["TMP169_23023",23023,"SWPP","RCF","NSP","NSP","XF LYON_CO 345/1 kV","Contingent",119,154,null,"8/18/2017 10:10:37 PM -05:00","NSP","SWPP"]
["TMP170_20876",20876,"SWPP","INT","WR","WR","LN KELL - TECH 161 kV","Monitored",112,123,null,"1/16/2017 4:30:33 PM -06:00","WR"]
["TMP170_20876",20876,"SWPP","INT","MPS","NPPD","LN COOPER - ST_JOE 345 kV","Contingent",112,123,null,"1/16/2017 4:30:33 PM -06:00","NPPD/MPS"]
["TMP171_22973",22973,"SWPP","INT","OKGE","WFEC","LN MDWST - FRNKLN1 138 kV","Monitored",268,287,null,"7/17/2017 5:48:09 PM -05:00","WFEC/OKGE"]
["TMP171_22973",22973,"SWPP","INT","WFEC","WFEC","LN BRIDGECR - SUNSHI1 138 kV","Contingent",268,287,null,"7/17/2017 5:48:09 PM -05:00","WFEC"]
["TMP172_17609",17609,"TVA","RCF","TVA","TVA","LN WIDCR1 - SNP1 500 kV","Monitored",1732,1732,null,"2/10/2016 8:41:27 PM -06:00","TVA"]
["TMP173_21361",21361,"SWPP","INT","CSWS","CSWS","LN ELK-CITY - CLINT_J 138 kV","Monitored",152,152,null,"11/20/2015 10:11:14 PM -06:00","CSWS"]
["TMP173_21361",21361,"SWPP","INT","CSWS","CSWS","LN ELK-CITY - CLIN_AFB 138 kV","Contingent",152,152,null,"11/20/2015 10:11:14 PM -06:00","CSWS"]
["TMP174_21556",21556,"TVA","RCF","TVA","TVA","LN FREPT7 - CORDOV1 500 kV","Monitored",1732,1732,null,"2/10/2016 8:41:27 PM -06:00","TVA"]
["TMP174_21556",21556,"TVA","RCF","EES","TVA","LN DRIVER - SHELBYTV 500 kV","Contingent",1732,1732,null,"2/10/2016 8:41:27 PM -06:00","TVA/EES"]
["TMP175_23108",23108,"SWPP","INT","EDE","EDE","LN RAM452 - ORO1101 161 kV","Monitored",290,290,null,"9/22/2017 2:09:10 PM -05:00","EDE"]
["TMP175_23108",23108,"SWPP","INT","EDE","EDE","LN STL4391 - JOP1451 161 kV","Contingent",290,290,null,"9/22/2017 2:09:10 PM -05:00","EDE"]
["TMP176_23138",23138,"SWPP","RCF","CSWS","CSWS","LN WILKES - LONSTR_S 138 kV","Monitored",359,394,null,"10/2/2017 3:59:34 PM -05:00","CSWS","SWPP"]
["TMP176_23138",23138,"SWPP","RCF","CSWS","CSWS","LN DIANA - WELSH 345 kV","Contingent",359,394,null,"10/2/2017 3:59:34 PM -05:00","CSWS","SWPP"]
["TMP176_23138",23138,"SWPP","RCF","CSWS","CSWS","LN DIANA - WELSH 345 kV","Contingent",359,394,null,"10/2/2017 3:59:34 PM -05:00","CSWS","SWPP"]
["TMP176_23138",23138,"SWPP","RCF","CSWS","CSWS","XF DIANA 345/138 kV","Contingent",359,394,null,"10/2/2017 3:59:34 PM -05:00","CSWS","SWPP"]
["TMP176_23138",23138,"SWPP","RCF","CSWS","CSWS","XF DIANA 345/138 kV","Contingent",359,394,null,"10/2/2017 3:59:34 PM -05:00","CSWS","SWPP"]
["TMP177_22222",22222,"AECI","RCF","AECI","AECI","XF TH_HILL 345/161 kV","Monitored",500,500,null,"10/6/2016 5:43:12 PM -05:00","AECI"]
["TMP177_22222",22222,"AECI","RCF","AECI","AECI","XF TH_HILL 345/161 kV","Contingent",500,500,null,"10/6/2016 5:43:12 PM -05:00","AECI"]
["TMP178_22224",22224,"AECI","RCF","AECI","AECI","XF ENON 345/161 kV","Monitored",560,560,null,"10/6/2016 5:43:11 PM -05:00","AECI"]
["TMP178_22224",22224,"AECI","RCF","AMRN","AMRN","XF MTGL 345/161 kV","Contingent",560,560,null,"10/6/2016 5:43:11 PM -05:00","AMRN"]
["TMP179_21578",21578,"SWPP","INT","CSWS","CLEC","LN DOLET_PP - DOLET 24 kV","Monitored",262,262,null,"2/22/2016 9:11:31 AM -06:00","CLEC/CSWS"]
["TMP180_23025",23025,"SWPP","RCF","WAUE","WAUE","LN EXIRAWA - ANTA_TP 161 kV","Monitored",207,207,null,"8/19/2017 3:38:47 PM -05:00","WAUE","SWPP"]
["TMP180_23025",23025,"SWPP","RCF","OPPD","MEC","LN RAUN - FT_CAL 345 kV","Contingent",207,207,null,"8/19/2017 3:38:47 PM -05:00","MEC/OPPD","SWPP"]
["TMP181_22959",22959,"SWPP","INT","OKGE","OKGE","LN DVISN - LAKSD 138 kV","Monitored",268,308,null,"7/11/2017 1:26:47 AM -05:00","OKGE"]
["TMP181_22959",22959,"SWPP","INT","OKGE","OKGE","LN MEMRL - TNSTP 138 kV","Contingent",268,308,null,"7/11/2017 1:26:47 AM -05:00","OKGE"]
["TMP181_22959",22959,"SWPP","INT","OKGE","OKGE","LN TNSTP - 4ST4 138 kV","Contingent",268,308,null,"7/11/2017 1:26:47 AM -05:00","OKGE"]
["TMP181_22959",22959,"SWPP","INT","OKGE","OKGE","LN TNSTP - TNESE 138 kV","Contingent",268,308,null,"7/11/2017 1:26:47 AM -05:00","OKGE"]
["TMP182_23112",23112,"SWPP","INT","SPS","SPS","LN BUSHLAND - HILLSIDE 115 kV","Monitored",159,159,null,"9/24/2017 1:42:53 AM -05:00","SPS"]
["TMP182_23112",23112,"SWPP","INT","SPS","SPS","LN BUSHLAND - DEAFSMIT 230 kV","Contingent",159,159,null,"9/24/2017 1:42:53 AM -05:00","SPS"]
["TMP183_22716",22716,"SWPP","INT","NPPD","NPPD","LN MEADW_GR - KELLY 230 kV","Monitored",387,425,null,"4/14/2017 2:22:18 PM -05:00","NPPD"]
["TMP184_23109",23109,"SWPP","INT","OKGE","OKGE","XF CIMARRON 345/138 kV","Monitored",478,478,null,"9/22/2017 7:06:17 PM -05:00","OKGE"]
["TMP184_23109",23109,"SWPP","INT","OKGE","OKGE","LN DRAPR1 - CIMARRON 345 kV","Contingent",478,478,null,"9/22/2017 7:06:17 PM -05:00","OKGE"]
["TMP184_23109",23109,"SWPP","INT","OKGE","OKGE","XF CIMARRON 345/138 kV","Contingent",478,478,null,"9/22/2017 7:06:17 PM -05:00","OKGE"]
["TMP185_22925",22925,"SWPP","INT","WR","WR","LN EMAN - NMAN 230 kV","Monitored",363,363,null,"6/26/2017 2:42:27 PM -05:00","WR"]
["TMP185_22925",22925,"SWPP","INT","WR","WR","LN JEFF - SUMM 345 kV","Contingent",363,363,null,"6/26/2017 2:42:27 PM -05:00","WR"]
["TMP186_23047",23047,"SWPP","INT","WAUE","WAUE","XF STORLA 230/1 kV","Monitored",100,125,null,"9/5/2017 8:35:00 AM -05:00","WAUE"]
["TMP186_23047",23047,"SWPP","INT","WAUE","WAUE","LN WESSPRNG - FTTHOMP 230 kV","Contingent",100,125,null,"9/5/2017 8:35:00 AM -05:00","WAUE"]
["TMP187_20891",20891,"SWPP","INT","OKGE","OKGE","LN MCCLAI - 134PENTP 138 kV","Monitored",478,478,null,null,"OKGE"]
["TMP187_20891",20891,"SWPP","INT","OKGE","OKGE","LN MCCLAI - PLVAL 138 kV","Contingent",478,478,null,null,"OKGE"]
["TMP188_21776",21776,"SWPP","RCF","WAUE","WAUE","LN DUMONTCB - PRKRBGCB 69 kV","Monitored",57,63,null,"4/18/2016 2:10:05 PM -05:00","WAUE","SWPP"]
["TMP188_21776",21776,"SWPP","RCF","WAUE","WAUE","LN KESLEYCB - PRKRBGCB 69 kV","Monitored",57,63,null,"4/18/2016 2:10:05 PM -05:00","WAUE","SWPP"]
["TMP189_23163",23163,"SWPP","INT","NPPD","NPPD","XF GRISLD1 345/230 kV","Monitored",250,312,null,"10/11/2017 7:29:54 AM -05:00","NPPD"]
["TMP189_23163",23163,"SWPP","INT","NPPD","NPPD","XF GRISLD1 345/230 kV","Contingent",250,312,null,"10/11/2017 7:29:54 AM -05:00","NPPD"]
["TMP190_23130",23130,"SWPP","INT","WR","WR","LN MARSHAL3 - SMIT 115 kV","Monitored",86,92,null,"10/1/2017 8:09:00 AM -05:00","WR"]
["TMP190_23130",23130,"SWPP","INT","SECI","SECI","XF ELM_CRK 345/230 kV","Contingent",86,92,null,"10/1/2017 8:09:00 AM -05:00","SECI"]
["TMP191_22422",22422,"SWPP","RCF","OPPD","MEC","LN RAUN - TEKAMHO 161 kV","Monitored",217,217,null,"12/6/2016 4:53:43 PM -06:00","MEC/OPPD","SWPP"]
["TMP191_22422",22422,"SWPP","RCF","OPPD","MEC","LN RAUN - FT_CAL 345 kV","Contingent",217,217,null,"12/6/2016 4:53:43 PM -06:00","MEC/OPPD","SWPP"]
["TMP192_21680",21680,"SWPP","INT","WR","WR","LN WR_SMKHL - SUMM 230 kV","Monitored",319,350,null,"3/2/2016 5:05:22 AM -06:00","MIDW"]
["TMP192_21680",21680,"SWPP","INT","NPPD","WR","LN POSTROCK - AXTELL1 345 kV","Contingent",319,350,null,"3/2/2016 5:05:22 AM -06:00","MIDW"]
["TMP193_22525",22525,"SWPP","INT","SECI","SECI","LN CRKCREEK - CUDAHY1 115 kV","Monitored",119.5,148.19999999999999,null,"1/10/2017 11:17:34 AM -06:00","SECI"]
["TMP193_22525",22525,"SWPP","INT","SECI","SECI","LN BUCKNER7 - HOLCOM1 345 kV","Contingent",119.5,148.19999999999999,null,"1/10/2017 11:17:34 AM -06:00","SECI"]
["TMP194_22868",22868,"SWPP","INT","CSWS","CSWS","XF ONETA 345/138 kV","Monitored",560,616,null,"6/5/2017 11:09:39 AM -05:00","CSWS"]
["TMP194_22868",22868,"SWPP","INT","CSWS","CSWS","XF ONETA 345/138 kV","Contingent",560,616,null,"6/5/2017 11:09:39 AM -05:00","CSWS"]
["TMP195_23086",23086,"SWPP","INT","WR","WR","LN NESCTY - ALXNDR 115 kV","Monitored",80,80,null,"9/16/2017 2:36:11 PM -05:00","MIDW"]
["TMP195_23086",23086,"SWPP","INT","SPS","SPS","LN FINNEY1 - HITCH 345 kV","Contingent",80,80,null,"9/16/2017 2:36:11 PM -05:00","SPS"]
["TMP196_22666",22666,"SWPP","INT","EDE","EDE","LN ORO1101 - OAK432 161 kV","Monitored",223,223,null,"3/23/2017 1:04:50 AM -05:00","EDE"]
["TMP196_22666",22666,"SWPP","INT","EDE","EDE","LN ASB3491 - PUR421 161 kV","Contingent",223,223,null,"3/23/2017 1:04:50 AM -05:00","EDE"]
["TMP197_22627",22627,"TVA","CFG","AECI","AECI","LN FLET_AEC - LEEPER 161 kV","Monitored",247,247,null,"3/9/2017 10:14:25 PM -06:00","AECI"]
["TMP197_22627",22627,"TVA","CFG","AECI","AECI","LN FLET_AEC - GOBKNOB 345 kV","Contingent",247,247,null,"3/9/2017 10:14:25 PM -06:00","AECI"]
["TMP198_22634",22634,"TVA","CFG","TVA","TVA","XF BULLR1 500/161 kV","Monitored",1363,1363,null,"3/9/2017 10:25:23 PM -06:00","TVA"]
["TMP198_22634",22634,"TVA","CFG","TVA","TVA","LN BULLR1 - VOLUNT1 500 kV","Contingent",1363,1363,null,"3/9/2017 10:25:23 PM -06:00","TVA"]
["TMP199_22714",22714,"SWPP","INT","NPPD","WAUE","LN GAVINS - HARTNGTN 115 kV","Monitored",120,132,null,"4/13/2017 8:28:10 PM -05:00","WAUE/NPPD"]
["TMP199_22714",22714,"SWPP","INT","NPPD","NPPD","LN BLMFLD - CREITON 115 kV","Contingent",120,132,null,"4/13/2017 8:28:10 PM -05:00","NPPD"]
["TMP200_22677",22677,"SWPP","INT","OKGE","OKGE","LN WDWRD1 - FPLSWTCH 138 kV","Monitored",133,153,null,"3/28/2017 12:43:09 PM -05:00","OKGE"]
["TMP200_22677",22677,"SWPP","INT","OKGE","OKGE","LN WDWRDEHV - IODINE4 138 kV","Contingent",133,153,null,"3/28/2017 12:43:09 PM -05:00","OKGE"]
["TMP201_22011",22011,"MISO","RCF","GRE","GRE","XF MCHENRY 230/1 kV","Monitored",105,105,null,"7/23/2016 12:17:49 AM -05:00","GRE","MISO"]
["TMP201_22011",22011,"MISO","RCF","OTP","WAUE","LN RUGBY230 - RUGBY 115 kV","Contingent",105,105,null,"7/23/2016 12:17:49 AM -05:00","WAUE/OTP","MISO"]
["TMP202_22866",22866,"MISO","RCF","EES","EES","LN GRI - MTZ 138 kV","Monitored",206,206,null,"6/4/2017 1:54:14 PM -05:00","EES"]
["TMP202_22866",22866,"MISO","RCF","EES","EES","LN GRI - PONDER 230 kV","Contingent",206,206,null,"6/4/2017 1:54:14 PM -05:00","EES"]
["TMP203_23174",23174,"SWPP","INT","CSWS","CSWS","XF LONGWOO 345/138 kV","Monitored",448,493,null,"10/16/2017 1:56:06 AM -05:00","CSWS"]
["TMP203_23174",23174,"SWPP","INT","EES","CSWS","LN MOLIVE - LAYFLD_A 500 kV","Contingent",448,493,null,"10/16/2017 1:56:06 AM -05:00","CSWS/EES"]
["TMP204_21785",21785,"SWPP","INT","WR","WR","LN MARSHAL3 - SMIT 115 kV","Monitored",86,92,null,"4/23/2016 3:41:19 AM -05:00","WR"]
["TMP204_21785",21785,"SWPP","INT","NPPD","NPPD","LN STEELCTY - HARBINE 115 kV","Contingent",86,92,null,"4/23/2016 3:41:19 AM -05:00","NPPD"]
["TMP205_22374",22374,"MISO","RCF","EES","EES","LN OSEOL2 - WILSON 161 kV","Monitored",148,148,null,"9/27/2017 3:14:26 PM -05:00","EES","MISO"]
["TMP205_22374",22374,"MISO","RCF","EES","EES","LN SANSSU - DRIVER 500 kV","Contingent",148,148,null,"9/27/2017 3:14:26 PM -05:00","EES","MISO"]
["TMP206_22886",22886,"SWPP","INT","SPS","SPS","LN KRESS - HALE_CO 115 kV","Monitored",80,80,null,"6/12/2017 4:03:25 AM -05:00","SPS"]
["TMP206_22886",22886,"SWPP","INT","SPS","SPS","LN SWISHER - TUCO 230 kV","Contingent",80,80,null,"6/12/2017 4:03:25 AM -05:00","SPS"]
["TMP207_22976",22976,"SWPP","INT","WR","WR","LN GORD - 45TH_ST 138 kV","Monitored",382,382,null,"7/19/2017 4:49:49 PM -05:00","WR"]
["TMP207_22976",22976,"SWPP","INT","WR","WR","LN GORD - LAKERDGE 138 kV","Contingent",382,382,null,"7/19/2017 4:49:49 PM -05:00","WR"]
["TMP208_22231",22231,"SWPP","RCF","WAUE","WAUE","LN BRSTOWCB - PRKRBGCB 69 kV","Monitored",57,63,null,"10/7/2016 2:25:25 PM -05:00","WAUE","SWPP"]
["TMP208_22231",22231,"SWPP","RCF","WAUE","WAUE","LN NEAL_CB - PRKRBGCB 69 kV","Monitored",57,63,null,"10/7/2016 2:25:25 PM -05:00","WAUE","SWPP"]
["TMP209_22761",22761,"MISO","RCF","MDU","MDU","LN DKSN_ND - MATTHSON 115 kV","Monitored",102,102,null,"4/28/2017 4:29:15 PM -05:00","MDU","MISO"]
["TMP209_22761",22761,"MISO","RCF","WAUE","WAUE","LN BELFELD - CHAR_CK 345 kV","Contingent",102,102,null,"4/28/2017 4:29:15 PM -05:00","WAUE","MISO"]
["TMP210_22599",22599,"MISO","RCF","ALTW","ALTW","LN FOX_LK - RUTLAND 161 kV","Monitored",168,168,null,"2/23/2017 4:33:09 PM -06:00","ALTW"]
["TMP210_22599",22599,"MISO","RCF","NSP","NSP","LN CRANDAL - FIELDON 345 kV","Contingent",168,168,null,"2/23/2017 4:33:09 PM -06:00","NSP"]
["TMP210_22599",22599,"MISO","RCF","NSP","NSP","LN FIELDON - WILMART 345 kV","Contingent",168,168,null,"2/23/2017 4:33:09 PM -06:00","NSP"]
["TMP211_22949",22949,"PJM","RCF","ALTW","CE","LN QUADCITY - ROCK_CK 345 kV","Monitored",1428,1428,null,"7/10/2017 5:18:51 PM -05:00","CE/ALTW"]
["TMP211_22949",22949,"PJM","RCF","MEC","CE","LN QUADCITY - SUB_91 345 kV","Contingent",1428,1428,null,"7/10/2017 5:18:51 PM -05:00","CE/MEC"]
["TMP212_22950",22950,"PJM","RCF","MEC","CE","LN QUADCITY - SUB_91 345 kV","Monitored",1827,1827,null,"7/10/2017 5:29:39 PM -05:00","CE/MEC"]
["TMP212_22950",22950,"PJM","RCF","ALTW","CE","LN QUADCITY - ROCK_CK 345 kV","Contingent",1827,1827,null,"7/10/2017 5:29:39 PM -05:00","CE/ALTW"]
["TMP213_22803",22803,"TVA","RCF","AECI","AECI","LN LOGAN3 - MANSFLD 161 kV","Monitored",218,218,null,"5/8/2017 7:46:20 PM -05:00","AECI"]
["TMP213_22803",22803,"TVA","RCF","AECI","AECI","LN GROVE_SP - MANSFLD 161 kV","Contingent",218,218,null,"5/8/2017 7:46:20 PM -05:00","AECI"]
["TMP214_23034",23034,"SWPP","INT","NPPD","NPPD","LN BEATRICE - HARBINE 115 kV","Monitored",99,109,null,"8/23/2017 12:37:38 PM -05:00","NPPD"]
["TMP214_23034",23034,"SWPP","INT","NPPD","NPPD","LN PAULINE - GUIDER 115 kV","Contingent",99,109,null,"8/23/2017 12:37:38 PM -05:00","NPPD"]
["TMP215_21787",21787,"SWPP","INT","OKGE","OKGE","LN CIMARRON - DRAPR1 345 kV","Monitored",717,717,null,"4/23/2016 1:15:03 PM -05:00","OKGE"]
["TMP215_21787",21787,"SWPP","INT","OKGE","CSWS","LN TERRY_RD - SUNNYSDE 345 kV","Contingent",717,717,null,"4/23/2016 1:15:03 PM -05:00","CSWS/OKGE"]
["TMP216_23139",23139,"SWPP","RCF","WAUE","WAUE","LN WARDWA - BISMARK2 230 kV","Monitored",320,352,null,"10/3/2017 7:14:42 AM -05:00","WAUE","SWPP"]
["TMP216_23139",23139,"SWPP","RCF","MDU","MDU","LN TATANKAM - ELLENDL 230 kV","Contingent",320,352,null,"10/3/2017 7:14:42 AM -05:00","MDU","SWPP"]
["TMP217_22986",22986,"SWPP","INT","OKGE","OKGE","LN FPLSWTCH - WDWRD1 138 kV","Monitored",133,153,null,"7/23/2017 6:36:59 PM -05:00","OKGE"]
["TMP217_22986",22986,"SWPP","INT","OKGE","OKGE","LN TATONGA - WDWRDEHV 345 kV","Contingent",133,153,null,"7/23/2017 6:36:59 PM -05:00","OKGE"]
["TMP218_23093",23093,"SWPP","RCF","OKGE","OKGE","XF FTSMTH 345/161 kV","Monitored",478,478,null,"9/20/2017 8:01:39 AM -05:00","OKGE"]
["TMP218_23093",23093,"SWPP","RCF","CSWS","CSWS","LN VALLIANT - LYDIA 345 kV","Contingent",478,478,null,"9/20/2017 8:01:39 AM -05:00","CSWS"]
["TMP219_22700",22700,"MISO","RCF","EES","EES","LN DANVL2 - OLA 115 kV","Monitored",106,106,null,"4/5/2017 10:08:27 AM -05:00","EES","MISO"]
["TMP219_22700",22700,"MISO","RCF","SPA","SPA","LN CLARKS4 - DARD_D 161 kV","Contingent",106,106,null,"4/5/2017 10:08:27 AM -05:00","SPA","MISO"]
["TMP220_22271",22271,"SWPP","RCF","WAUE","WAUE","XF SHEFFLD1 161/69 kV","Monitored",84,92,null,"10/18/2016 9:07:50 PM -05:00","WAUE","SWPP"]
["TMP220_22271",22271,"SWPP","RCF","ALTW","ALTW","LN EMERY - CERROGD 161 kV","Contingent",84,92,null,"10/18/2016 9:07:50 PM -05:00","ALTW","SWPP"]
["TMP220_22271",22271,"SWPP","RCF","ALTW","ALTW","LN HANCOCK2 - CERROGD 161 kV","Contingent",84,92,null,"10/18/2016 9:07:50 PM -05:00","ALTW","SWPP"]
["TMP221_23011",23011,"SWPP","INT","CSWS","OKGE","LN REDBUD - RIVRSIDE 345 kV","Monitored",901,1055,null,"8/14/2017 6:42:32 PM -05:00","OKGE/CSWS"]
["TMP221_23011",23011,"SWPP","INT","OKGE","OKGE","LN REDBUD - ARCAD7 345 kV","Contingent",901,1055,null,"8/14/2017 6:42:32 PM -05:00","OKGE"]
["TMP222_23026",23026,"SWPP","INT","CSWS","CSWS","LN 36_LEWIS - 52DELTP4 138 kV","Monitored",278,278,null,"8/19/2017 6:18:49 PM -05:00","CSWS"]
["TMP222_23026",23026,"SWPP","INT","CSWS","CSWS","XF ONETA 345/138 kV","Contingent",278,278,null,"8/19/2017 6:18:49 PM -05:00","CSWS"]
["TMP222_23026",23026,"SWPP","INT","CSWS","CSWS","XF ONETA 345/138 kV","Contingent",278,278,null,"8/19/2017 6:18:49 PM -05:00","CSWS"]
["TMP223_22658",22658,"MISO","RCF","AMRN","AMRN","LN MTGY - ENON_TP 345 kV","Monitored",956,956,null,"3/20/2017 11:45:01 AM -05:00","AMRN"]
["TMP223_22658",22658,"MISO","RCF","AMRN","AMRN","LN MTGY - LABADIE 345 kV","Contingent",956,956,null,"3/20/2017 11:45:01 AM -05:00","AMRN"]
["TMP224_23140",23140,"SWPP","INT","OKGE","OKGE","XF SEMINOLE 345/138 kV","Monitored",448,448,null,"10/3/2017 11:14:48 AM -05:00","OKGE"]
["TMP224_23140",23140,"SWPP","INT","OKGE","OKGE","XF SEMINOLE 345/138 kV","Contingent",448,448,null,"10/3/2017 11:14:48 AM -05:00","OKGE"]
["TMP225_22877",22877,"SWPP","INT","OKGE","OKGE","LN FPLSWTCH - WDWRD1 138 kV","Monitored",133,153,null,"6/6/2017 2:59:15 PM -05:00","OKGE"]
["TMP226_23123",23123,"SWPP","INT","WR","WR","LN NORL - INDA 115 kV","Monitored",173,179,null,"9/27/2017 9:11:31 PM -05:00","WR"]
["TMP226_23123",23123,"SWPP","INT","WR","WR","LN STRA - HOYT 345 kV","Contingent",173,179,null,"9/27/2017 9:11:31 PM -05:00","WR"]
["TMP227_23004",23004,"SWPP","INT","OKGE","OKGE","LN 134PENTP - WESTMOR4 138 kV","Monitored",268,308,null,"8/10/2017 5:08:22 PM -05:00","OKGE"]
["TMP227_23004",23004,"SWPP","INT","OKGE","OKGE","LN MCCLAI - SARA 138 kV","Contingent",268,308,null,"8/10/2017 5:08:22 PM -05:00","OKGE"]
["TMP228_22196",22196,"SWPP","INT","SPS","SPS","LN HALE_CO - TUCO 115 kV","Monitored",80,80,null,"9/30/2016 7:06:08 AM -05:00","SPS"]
["TMP228_22196",22196,"SWPP","INT","SPS","SPS","LN SWISHER - TUCO 230 kV","Contingent",80,80,null,"9/30/2016 7:06:08 AM -05:00","SPS"]
["TMP230_23091",23091,"SWPP","CFG","SPA","AECI","LN TRUM_SPA - NWARSAEC 161 kV","Monitored",223,223,null,"9/22/2017 10:58:23 PM -05:00","AECI/SPA"]
["TMP230_23091",23091,"SWPP","CFG","KCPL","AMRN","LN SIBL_KCP - OVER 345 kV","Contingent",223,223,null,"9/22/2017 10:58:23 PM -05:00","AMRN/KCPL"]
["TMP231_21935",21935,"SWPP","INT","CSWS","CSWS","LN ELK-CITY - CLINT_J 138 kV","Monitored",152,152,null,"6/23/2016 7:44:23 AM -05:00","CSWS"]
["TMP231_21935",21935,"SWPP","INT","OKGE","OKGE","LN TATONGA - MATHWSN7 345 kV","Contingent",152,152,null,"6/23/2016 7:44:23 AM -05:00","OKGE"]
["TMP232_22145",22145,"SWPP","INT","SPS","SPS","LN TOLKSUB - TUCO 230 kV","Monitored",319,319,null,"9/17/2016 2:47:59 PM -05:00","SPS"]
["TMP232_22145",22145,"SWPP","INT","SPS","SPS","LN TOLKSUB - PLXSUB 230 kV","Contingent",319,319,null,"9/17/2016 2:47:59 PM -05:00","SPS"]
["TMP233_21791",21791,"SWPP","INT","SPS","SPS","LN TOLKSUB - TUCO 230 kV","Monitored",319,319,null,null,"SPS"]
["TMP233_21791",21791,"SWPP","INT","SPS","SPS","LN PLXSUB - NEWHART 230 kV","Contingent",319,319,null,null,"SPS"]
["TMP234_23103",23103,"SWPP","RCF","AECI","MPS","LN CLINTON - WINDSR5 161 kV","Monitored",278,302,null,"9/22/2017 12:13:08 PM -05:00","MPS/AECI","SWPP"]
["TMP234_23103",23103,"SWPP","RCF","KCPL","AMRN","LN SIBL_KCP - OVER 345 kV","Contingent",278,302,null,"9/22/2017 12:13:08 PM -05:00","AMRN/KCPL","SWPP"]
["TMP235_21646",21646,"MISO","RCF","AMRN","AMRN","LN BELU - ENON_TP 345 kV","Monitored",956,1426,null,"5/27/2016 5:14:28 PM -05:00","AMRN"]
["TMP235_21646",21646,"MISO","RCF","AMRN","AMRN","LN LABADIE - MTGY 345 kV","Contingent",956,1426,null,"5/27/2016 5:14:28 PM -05:00","AMRN"]
["TMP236_21615",21615,"MISO","RCF","AMRN","AMRN","LN ENON_TP - MTGY 345 kV","Monitored",956,956,null,"5/27/2016 5:25:24 PM -05:00","AMRN"]
["TMP236_21615",21615,"MISO","RCF","AMRN","AMRN","LN LABADIE - MTGY 345 kV","Contingent",956,956,null,"5/27/2016 5:25:24 PM -05:00","AMRN"]
["TMP237_21655",21655,"MISO","RCF","AEP","AMIL","LN EUGENE - BUNSONVL 345 kV","Monitored",1692,1793,null,"5/27/2016 7:10:24 PM -05:00","AMIL/AEP"]
["TMP237_21655",21655,"MISO","RCF","AMIL","AEP","LN SULLIVAN - CSYW 345 kV","Contingent",1692,1793,null,"5/27/2016 7:10:24 PM -05:00","AEP/AMIL"]
["TMP238_21616",21616,"MISO","RCF","AMRN","AMRN","LN LABADIE - GRAY 345 kV","Monitored",1200,1426,null,"5/27/2016 7:10:24 PM -05:00","AMRN"]
["TMP238_21616",21616,"MISO","RCF","AMRN","AMRN","LN LABADIE - GRAY 345 kV","Contingent",1200,1426,null,"5/27/2016 7:10:24 PM -05:00","AMRN"]
["TMP239_21645",21645,"MISO","RCF","AMRN","AMRN","LN LABADIE - MTGY 345 kV","Monitored",1195,1195,null,"5/27/2016 7:20:27 PM -05:00","AMRN"]
["TMP239_21645",21645,"MISO","RCF","AMRN","AMRN","LN SIOUX - BELU 345 kV","Contingent",1195,1195,null,"5/27/2016 7:20:27 PM -05:00","AMRN"]
["TMP240_21635",21635,"MISO","RCF","AMRN","AMRN","LN LUTS - STFR 345 kV","Monitored",1072,1273,null,"5/27/2016 7:20:28 PM -05:00","AMRN"]
["TMP240_21635",21635,"MISO","RCF","AMIL","AMIL","LN MTVRNON0 - PRAIR_ST 345 kV","Contingent",1072,1273,null,"5/27/2016 7:20:28 PM -05:00","AMIL"]
["TMP241_23169",23169,"SWPP","INT","CSWS","CSWS","LN RAINSRD - ARSENAL 138 kV","Monitored",203,203,null,"10/14/2017 1:09:07 AM -05:00","CSWS"]
["TMP241_23169",23169,"SWPP","INT","CSWS","CSWS","LN LONGWOO - LIEBERM 138 kV","Contingent",203,203,null,"10/14/2017 1:09:07 AM -05:00","CSWS"]
["TMP242_22806",22806,"SWPP","INT","WR","WR","XF LAWH 230/115 kV","Monitored",280,308,null,"5/8/2017 3:42:18 PM -05:00","WR"]
["TMP242_22806",22806,"SWPP","INT","WR","WR","LN LAWH - MIDJ 230 kV","Contingent",280,308,null,"5/8/2017 3:42:18 PM -05:00","WR"]
["TMP243_21586",21586,"MISO","RCF","AMIL","AEP","LN CSYW - SULLIVAN 345 kV","Monitored",1332,1466,null,"5/27/2016 7:31:27 PM -05:00","AEP/AMIL"]
["TMP243_21586",21586,"MISO","RCF","CIN","AEP","LN DUMONT - GREENTOW 765 kV","Contingent",1332,1466,null,"5/27/2016 7:31:27 PM -05:00","AEP/CIN"]
["TMP244_21619",21619,"MISO","RCF","AMIL","AEP","LN CSYW - SULLIVAN 345 kV","Monitored",1332,1466,null,"5/28/2016 8:30:40 AM -05:00","AEP/AMIL"]
["TMP244_21619",21619,"MISO","RCF","CE","AEP","LN WILTON00 - DUMONT 765 kV","Contingent",1332,1466,null,"5/28/2016 8:30:40 AM -05:00","AEP/CE"]
["TMP245_21856",21856,"TVA","RCF","TVA","TVA","LN VOLUNT1 - WBNP11 500 kV","Monitored",2598,2598,null,"6/1/2016 10:09:27 PM -05:00","TVA"]
["TMP245_21856",21856,"TVA","RCF","TVA","TVA","LN VOLUNT1 - BULLR1 500 kV","Contingent",2598,2598,null,"6/1/2016 10:09:27 PM -05:00","TVA"]
["TMP246_21945",21945,"SWPP","INT","MDU","WAUE","LN BEULAH - HALIDYWP 115 kV","Monitored",120,121,null,"6/28/2016 2:07:16 PM -05:00","WAUE/MDU"]
["TMP246_21945",21945,"SWPP","INT","WAUE","WAUE","LN ROUNDUP - CHAR_CK 345 kV","Contingent",120,121,null,"6/28/2016 2:07:16 PM -05:00","WAUE"]
["TMP247_23037",23037,"SWPP","RCF","WAUE","WAUE","LN WHITE - BROOKNG 115 kV","Monitored",200,202,null,"8/25/2017 2:52:48 PM -05:00","WAUE","SWPP"]
["TMP247_23037",23037,"SWPP","RCF","WAUE","WAUE","LN WHITE - SPLT_RT 345 kV","Contingent",200,202,null,"8/25/2017 2:52:48 PM -05:00","WAUE","SWPP"]
["TMP248_23182",23182,"SWPP","INT","OKGE","OKGE","XF RENFROW7 345/1 kV","Monitored",478,478,null,"10/16/2017 10:25:24 PM -05:00","OKGE"]
["TMP248_23182",23182,"SWPP","INT","OKGE","OKGE","LN HUNTERS7 - WDRNG1 345 kV","Contingent",478,478,null,"10/16/2017 10:25:24 PM -05:00","OKGE"]
["TMP249_21756",21756,"SWPP","RCF","WAUE","WAUE","XF HAMPTON2 161/69 kV","Monitored",84,92,null,"4/11/2016 8:57:55 AM -05:00","WAUE","SWPP"]
["TMP249_21756",21756,"SWPP","RCF","ALTW","ALTW","LN NUTHTCH - IFIP 161 kV","Contingent",84,92,null,"4/11/2016 8:57:55 AM -05:00","ALTW","SWPP"]
["TMP250_23002",23002,"SWPP","RCF","OKGE","OKGE","XF FTSMTH 500/1 kV","Monitored",493,493,null,"8/7/2017 7:10:40 PM -05:00","OKGE","SWPP"]
["TMP250_23002",23002,"SWPP","RCF","OKGE","OKGE","LN AES5 - TARBY1 161 kV","Contingent",493,493,null,"8/7/2017 7:10:40 PM -05:00","OKGE","SWPP"]
["TMP251_22898",22898,"SWPP","INT","SECI","SECI","LN CUDAHY1 - KISMET 115 kV","Monitored",119.5,148.19999999999999,null,"6/16/2017 9:36:52 AM -05:00","SECI"]
["TMP251_22898",22898,"SWPP","INT","SECI","SECI","XF HOLCOM1 345/1 kV","Contingent",119.5,148.19999999999999,null,"6/16/2017 9:36:52 AM -05:00","SECI"]
["TMP252_23143",23143,"SWPP","INT","WR","WR","LN AUBU - SWIS 230 kV","Monitored",319,351,null,"10/3/2017 11:08:55 PM -05:00","WR"]
["TMP252_23143",23143,"SWPP","INT","WR","WR","LN JEFF - MORR 345 kV","Contingent",319,351,null,"10/3/2017 11:08:55 PM -05:00","WR"]
["TMP253_22702",22702,"SWPP","INT","WFEC","WFEC","LN SLCKHILS - WASHIT1 138 kV","Monitored",299,353,null,"4/5/2017 11:12:28 AM -05:00","WFEC"]
["TMP254_22880",22880,"SWPP","INT","OKGE","OKGE","LN CIMARRON - DRAPR1 345 kV","Monitored",717,717,null,"6/10/2017 2:01:41 AM -05:00","OKGE"]
["TMP254_22880",22880,"SWPP","INT","OKGE","OKGE","LN NOWST1 - ARCAD7 345 kV","Contingent",717,717,null,"6/10/2017 2:01:41 AM -05:00","OKGE"]
["TMP255_23094",23094,"SWPP","INT","SPS","SPS","LN TOLKSUB - TUCO 230 kV","Monitored",319,319,null,"9/20/2017 12:15:42 PM -05:00","SPS"]
["TMP255_23094",23094,"SWPP","INT","SPS","SPS","LN TOLKSUB - PLXSUB 230 kV","Contingent",319,319,null,"9/20/2017 12:15:42 PM -05:00","SPS"]
["TMP256_22832",22832,"SWPP","RCF","OPPD","OPPD","LN NEBRCTY - SUB3456 345 kV","Monitored",956,956,null,"5/17/2017 10:03:54 PM -05:00","OPPD","SWPP"]
["TMP256_22832",22832,"SWPP","RCF","OPPD","LES","LN NEBRCTY - 103_ROKE 345 kV","Contingent",956,956,null,"5/17/2017 10:03:54 PM -05:00","LES/OPPD","SWPP"]
["TMP257_22531",22531,"SWPP","INT","OKGE","OKGE","XF ARCAD7 345/138 kV","Monitored",448,448,null,"1/13/2017 10:09:44 AM -06:00","OKGE"]
["TMP257_22531",22531,"SWPP","INT","OKGE","OKGE","LN ARCAD7 - NOWST1 345 kV","Contingent",448,448,null,"1/13/2017 10:09:44 AM -06:00","OKGE"]
["TMP258_23084",23084,"SWPP","INT","CSWS","CSWS","XF DIANA 345/138 kV","Monitored",430,473,null,"9/16/2017 1:35:51 AM -05:00","CSWS"]
["TMP258_23084",23084,"SWPP","INT","CSWS","CSWS","LN DIANA - WELSH 345 kV","Contingent",430,473,null,"9/16/2017 1:35:51 AM -05:00","CSWS"]
["TMP259_22881",22881,"SWPP","INT","SPA","SPA","LN RSKERR1 - VANBUR1 161 kV","Monitored",222,222,null,"6/10/2017 2:01:41 AM -05:00","SPA"]
["TMP259_22881",22881,"SWPP","INT","OKGE","OKGE","LN AES5 - BONTP 161 kV","Contingent",222,222,null,"6/10/2017 2:01:41 AM -05:00","OKGE"]
["TMP260_23172",23172,"SWPP","INT","GRDA","GRDA","XF CATSAGR5 161/138 kV","Monitored",150,188,null,"10/15/2017 2:24:31 AM -05:00","GRDA"]
["TMP260_23172",23172,"SWPP","INT","CSWS","GRDA","LN GREC3 - TULSA_NO 345 kV","Contingent",150,188,null,"10/15/2017 2:24:31 AM -05:00","GRDA/CSWS"]
["TMP261_23129",23129,"MISO","RCF","ALTW","ALTW","LN WORT - COLBY 161 kV","Monitored",200,200,null,"9/30/2017 7:18:36 AM -05:00","ALTW","MISO"]
["TMP261_23129",23129,"MISO","RCF","ALTW","ALTW","LN MITCHLCO - HAZLTON 345 kV","Contingent",200,200,null,"9/30/2017 7:18:36 AM -05:00","ALTW","MISO"]
["TMP262_23062",23062,"SWPP","INT","CSWS","CSWS","LN TULSA_NO - CID_TAP 138 kV","Monitored",168,168,null,"9/7/2017 5:57:56 PM -05:00","CSWS"]
["TMP262_23062",23062,"SWPP","INT","GRDA","GRDA","LN GREC3 - GRDA17 345 kV","Contingent",168,168,null,"9/7/2017 5:57:56 PM -05:00","GRDA"]
["TMP263_22372",22372,"MISO","RCF","NSP","NSP","LN MAYFAIR - LACROSS 161 kV","Monitored",285,285,null,"11/18/2016 5:04:38 PM -06:00","NSP"]
["TMP263_22372",22372,"MISO","RCF","NSP","ALTE","LN EAU_CLA - ARPIN 345 kV","Contingent",285,285,null,"11/18/2016 5:04:38 PM -06:00","ALTE/NSP"]
["TMP264_23065",23065,"SWPP","INT","KCPL","KCPL","LN COLLEGE - OLATHE 161 kV","Monitored",351,351,null,"9/10/2017 3:58:48 PM -05:00","KCPL"]
["TMP264_23065",23065,"SWPP","INT","KCPL","KCPL","LN OVRLD_PK - BRKRIDGE 161 kV","Contingent",351,351,null,"9/10/2017 3:58:48 PM -05:00","KCPL"]
["TMP265_23085",23085,"SWPP","INT","NPPD","NPPD","LN HASTING_ - PAULINE 115 kV","Monitored",115,126,null,"9/16/2017 2:26:10 PM -05:00","NPPD"]
["TMP265_23085",23085,"SWPP","INT","NPPD","NPPD","LN SWEETW4 - AXTELL1 345 kV","Contingent",115,126,null,"9/16/2017 2:26:10 PM -05:00","NPPD"]
["TMP266_22396",22396,"MISO","RCF","EES","EES","LN DANVL2 - OLA 115 kV","Monitored",106,106,null,"11/29/2016 11:12:56 AM -06:00","EES","MISO"]
["TMP266_22396",22396,"MISO","RCF","EES","SPA","LN DARD_D - RUSL_S 161 kV","Contingent",106,106,null,"11/29/2016 11:12:56 AM -06:00","SPA/EES","MISO"]
["TMP266_22396",22396,"MISO","RCF","EES","EES","LN RUSL_E - RUSL_S 161 kV","Contingent",106,106,null,"11/29/2016 11:12:56 AM -06:00","EES","MISO"]
["TMP267_22347",22347,"SWPP","RCF","WAUE","WAUE","LN ARENDS - FOSTRACB 69 kV","Monitored",58,64,null,"11/9/2016 6:56:01 AM -06:00","WAUE","SWPP"]
["TMP267_22347",22347,"SWPP","RCF","WAUE","ALTW","LN CAYLER - WISDOMCB 161 kV","Contingent",58,64,null,"11/9/2016 6:56:01 AM -06:00","ALTW/WAUE","SWPP"]
["TMP268_22624",22624,"SWPP","INT","SPS","SPS","LN HANSFORD - SPEARMA1 115 kV","Monitored",159,159,null,"3/6/2017 3:53:27 PM -06:00","SPS"]
["TMP268_22624",22624,"SWPP","INT","SPS","SPS","XF POTTER_S 345/230 kV","Contingent",159,159,null,"3/6/2017 3:53:27 PM -06:00","SPS"]
["TMP269_23171",23171,"SWPP","INT","SPS","SPS","LN CARLISLE - DOUD 115 kV","Monitored",120,120,null,"10/15/2017 2:04:26 AM -05:00","SPS"]
["TMP269_23171",23171,"SWPP","INT","SPS","SPS","LN SUNDOWN2 - AMOCO_SW 230 kV","Contingent",120,120,null,"10/15/2017 2:04:26 AM -05:00","SPS"]
["TMP270_23030",23030,"SWPP","INT","KCPL","KCPL","LN S_OTTAWA - PAOLA 161 kV","Monitored",167,167,null,"8/21/2017 11:31:54 AM -05:00","KCPL"]
["TMP270_23030",23030,"SWPP","INT","WR","KCPL","LN LACYGNE - N345 345 kV","Contingent",167,167,null,"8/21/2017 11:31:54 AM -05:00","KCPL/WR"]
["TMP271_21728",21728,"TVA","RCF","TVA","TVA","XF BULLR1 500/161 kV","Monitored",1226,1226,null,"4/5/2016 5:22:28 AM -05:00","TVA"]
["TMP271_21728",21728,"TVA","RCF","TVA","TVA","LN WBNP11 - VOLUNT1 500 kV","Contingent",1226,1226,null,"4/5/2016 5:22:28 AM -05:00","TVA"]
["TMP272_21731",21731,"TVA","RCF","TVA","TVA","LN FREPT7 - S_E_GA1 161 kV","Monitored",9999,9999,null,"4/5/2016 5:12:20 AM -05:00","TVA"]
["TMP272_21731",21731,"TVA","RCF","TVA","TVA","LN FREPT7 - CORDOV1 500 kV","Contingent",9999,9999,null,"4/5/2016 5:12:20 AM -05:00","TVA"]
["TMP273_22101",22101,"SWPP","INT","WR","SECI","LN MILANTP - CLEARWT4 138 kV","Monitored",110,110,null,"9/2/2016 2:30:33 PM -05:00","SECI/WR"]
["TMP273_22101",22101,"SWPP","INT","OKGE","OKGE","LN TATONGA - MATHWSN7 345 kV","Contingent",110,110,null,"9/2/2016 2:30:33 PM -05:00","OKGE"]
["TMP274_22996",22996,"MISO","RCF","AMIL","AEP","LN CSYW - SULLIVAN 345 kV","Monitored",1628,1628,null,"8/4/2017 11:17:01 PM -05:00","AEP/AMIL"]
["TMP274_22996",22996,"MISO","RCF","AEP","AMIL","LN BUNSONVL - EUGENE 345 kV","Contingent",1628,1628,null,"8/4/2017 11:17:01 PM -05:00","AMIL/AEP"]
["TMP275_22926",22926,"SWPP","INT","OKGE","OKGE","XF TARBY1 161/69 kV","Monitored",123,134,null,"6/26/2017 9:47:22 PM -05:00","OKGE"]
["TMP275_22926",22926,"SWPP","INT","OKGE","OKGE","LN AES5 - BONTP 161 kV","Contingent",123,134,null,"6/26/2017 9:47:22 PM -05:00","OKGE"]
["For dates ranging:"," 9/15/2017","2017-10-16"]

{"sheet":"Archive_Temporary_Flowgates","index":2,"n_rows":1812,"n_cols":11,"rows_kept":1812,"cut":false,"hidden":false,"merged":[]}
["IDC","FlowgateName","OwnedBy","Type","Description","NormLimit","EmerLimit","MonitoredElement","ContingentElement","CreatedTime","RemovedTime"]
[18995,"TEMP06_18995","SWPP","INT","LN SUMM - WR_SMKHL 230 kV LN: WR.MIDW.SUMM_SMKHL.A  ftlo  LN CIRC - MULGRE2 230 kV LN: SECI.WPEK.10255.A",330,330,"Monitored: LN SUMM - WR_SMKHL 230 kV LN: WR.MIDW.SUMM_SMKHL.A","Contingent: LN CIRC - MULGRE2 230 kV LN: SECI.WPEK.10255.A",null,"5/28/2014 10:36:45 AM -05:00"]
[19960,"TEMP03_19960","SWPP","INT","LN KNOLL1 - NHAYS 115 kV LN: WR.MIDW.9994.A  ftlo  LN SHAYS - POSTROCK 230 kV LN: WR.MIDW.SHAYS_KNOLL1",80,88,"Monitored: LN KNOLL1 - NHAYS 115 kV LN: WR.MIDW.9994.A","Contingent: LN SHAYS - POSTROCK 230 kV LN: WR.MIDW.SHAYS_KNOLL1",null,"5/28/2014 10:36:45 AM -05:00"]
[20016,"TEMP11_20016","SWPP","INT",null,650,650,"Monitored: LN CHAVES - SAN_JUAN 230 kV LN: SPS.1.OASISCHAVE23_1",null,null,"5/28/2014 10:36:45 AM -05:00"]
[20292,"TEMP22_20292","SWPP","INT","LN KSC04 - CRSW 69 kV LN: WR.1.CRSWKSC0469_1.1  ftlo  LN PECK - HAYS 69 kV LN: WR.1.HAYSPECK69_1.1",35,37,"Monitored: LN KSC04 - CRSW 69 kV LN: WR.1.CRSWKSC0469_1.1","Contingent: LN PECK - HAYS 69 kV LN: WR.1.HAYSPECK69_1.1",null,"5/28/2014 10:36:46 AM -05:00"]
[6315,"TEMP31_6315","SWPP","RCF",null,986,986,"Monitored: LN LONGWOO - SAREPT 345 kV LN: EES.LPN.EL_EHV_LONGW",null,null,"5/28/2014 10:36:46 AM -05:00"]
[6316,"TEMP32_6316","SWPP","RCF",null,895,895,"Monitored: XF EL_EHV - EL_EHV 1 kV XF: EES.APL.EL_EHV.AT2.A",null,null,"5/28/2014 10:36:46 AM -05:00"]
[20044,"TEMP50_20044","SWPP","INT","LN MCWILLIE - ARSENAL 138 kV LN: CSWS.12.826C.T1  ftlo  LN FORTHUM - ARSENAL 138 kV LN: CSWS.12.ARSENFORTH13",271,308,"Monitored: LN MCWILLIE - ARSENAL 138 kV LN: CSWS.12.826C.T1","Contingent: LN FORTHUM - ARSENAL 138 kV LN: CSWS.12.ARSENFORTH13",null,"5/28/2014 10:36:47 AM -05:00"]
[20306,"TEMP34_20306","SWPP","INT","LN ALLENGT4 - TUPELO2 138 kV LN: WFEC.25.TUPELO_02.A  ftlo  LN VALLIANT - PITTSB9 345 kV LN: CSWS.23.2160.A",108,118,"Monitored: LN ALLENGT4 - TUPELO2 138 kV LN: WFEC.25.TUPELO_02.A","Contingent: LN VALLIANT - PITTSB9 345 kV LN: CSWS.23.2160.A","5/20/2014 12:47:44 PM -05:00","5/28/2014 10:36:47 AM -05:00"]
[20308,"TEMP35_20308","SWPP","INT","LN HOOV - LAKERDGE 138 kV LN: WR.1.GORDHOOV13_1.B  ftlo  LN GORD - 45TH_ST 138 kV LN: WR.1.GORD_45TH.A",369,382,"Monitored: LN HOOV - LAKERDGE 138 kV LN: WR.1.GORDHOOV13_1.B","Contingent: LN GORD - 45TH_ST 138 kV LN: WR.1.GORD_45TH.A","5/20/2014 4:16:56 PM -05:00","5/28/2014 10:36:47 AM -05:00"]
[20312,"TEMP44_20312","SWPP","INT","LN HALS - BENW 138 kV LN: WR.1.HALSKSG1213_1.1  ftlo  XF RENO - RENO 1 kV XF: WR.1.RENO.2.2P",124,143,"Monitored: LN HALS - BENW 138 kV LN: WR.1.HALSKSG1213_1.1","Contingent: XF RENO - RENO 1 kV XF: WR.1.RENO.2.2P","5/20/2014 5:06:00 PM -05:00","5/28/2014 10:36:47 AM -05:00"]
[20048,"TEMP60_20048","SWPP","INT","LN WESTERN - SSHREVE 138 kV LN: CSWS.12.SS_WELECT_1A  ftlo  LN POWELL - SWSHREV 138 kV LN: CSWS.12.850B.A",246,272,"Monitored: LN WESTERN - SSHREVE 138 kV LN: CSWS.12.SS_WELECT_1A","Contingent: LN POWELL - SWSHREV 138 kV LN: CSWS.12.850B.A",null,"5/28/2014 10:36:48 AM -05:00"]
[20250,"TEMP61_20250","MISO","RCF","LN TAYLOR_1 - SPRHIL 115 kV LN: EES.LPN.SPRHIL_TAYLO  ftlo  LN SWSHREV - DOLET 345 kV LN: CLEC.2.DH345_CLECO_1",120,120,"Monitored: LN TAYLOR_1 - SPRHIL 115 kV LN: EES.LPN.SPRHIL_TAYLO","Contingent: LN SWSHREV - DOLET 345 kV LN: CLEC.2.DH345_CLECO_1",null,"5/28/2014 10:36:48 AM -05:00"]
[6321,"TEMP51_6321","MISO","RCF",null,115,115,"Monitored: LN VIENNA - TRUSSL 115 kV LN: CAJN.9.TRUSSL_VIENNA",null,null,"5/28/2014 10:36:48 AM -05:00"]
[20265,"TEMP89_20265","SWPP","INT","LN SUNDOWN2 - AMOCO_SW 230 kV LN: SPS.1.153.1  ftlo  LN YOAKUM - TOLKSUB 230 kV LN: SPS.1.122.1",319,351,"Monitored: LN SUNDOWN2 - AMOCO_SW 230 kV LN: SPS.1.153.1","Contingent: LN YOAKUM - TOLKSUB 230 kV LN: SPS.1.122.1",null,"5/28/2014 10:36:49 AM -05:00"]
[20338,"TEMP86_20338","SWPP","INT","LN CLEARWT4 - MILANTP 138 kV LN: SECI.WPEK.CLEARW_MIL  ftlo  LN NRSAWYER - BARBER3 115 kV LN: SECI.WPEK.BARBER_NRS",110,110,"Monitored: LN CLEARWT4 - MILANTP 138 kV LN: SECI.WPEK.CLEARW_MIL","Contingent: LN NRSAWYER - BARBER3 115 kV LN: SECI.WPEK.BARBER_NRS","5/27/2014 4:39:44 PM -05:00","5/28/2014 10:36:49 AM -05:00"]
[18995,"TEMP06_18995","SWPP","INT","LN SUMM - WR_SMKHL 230 kV LN: WR.MIDW.SUMM_SMKHL.A  ftlo  LN CIRC - MULGRE2 230 kV LN: SECI.WPEK.10255.A",330,330,"Monitored: LN SUMM - WR_SMKHL 230 kV LN: WR.MIDW.SUMM_SMKHL.A","Contingent: LN CIRC - MULGRE2 230 kV LN: SECI.WPEK.10255.A",null,"5/28/2014 11:09:49 AM -05:00"]
[19960,"TEMP03_19960","SWPP","INT","LN KNOLL1 - NHAYS 115 kV LN: WR.MIDW.9994.A  ftlo  LN SHAYS - POSTROCK 230 kV LN: WR.MIDW.SHAYS_KNOLL1",80,88,"Monitored: LN KNOLL1 - NHAYS 115 kV LN: WR.MIDW.9994.A","Contingent: LN SHAYS - POSTROCK 230 kV LN: WR.MIDW.SHAYS_KNOLL1",null,"5/28/2014 11:09:49 AM -05:00"]
[20016,"TEMP11_20016","SWPP","INT",null,650,650,"Monitored: LN CHAVES - SAN_JUAN 230 kV LN: SPS.1.OASISCHAVE23_1",null,null,"5/28/2014 11:09:49 AM -05:00"]
[20292,"TEMP22_20292","SWPP","INT","LN KSC04 - CRSW 69 kV LN: WR.1.CRSWKSC0469_1.1  ftlo  LN PECK - HAYS 69 kV LN: WR.1.HAYSPECK69_1.1",35,37,"Monitored: LN KSC04 - CRSW 69 kV LN: WR.1.CRSWKSC0469_1.1","Contingent: LN PECK - HAYS 69 kV LN: WR.1.HAYSPECK69_1.1",null,"5/28/2014 11:09:50 AM -05:00"]
[20306,"TEMP34_20306","SWPP","INT","LN ALLENGT4 - TUPELO2 138 kV LN: WFEC.25.TUPELO_02.A  ftlo  LN VALLIANT - PITTSB9 345 kV LN: CSWS.23.2160.A",108,118,"Monitored: LN ALLENGT4 - TUPELO2 138 kV LN: WFEC.25.TUPELO_02.A","Contingent: LN VALLIANT - PITTSB9 345 kV LN: CSWS.23.2160.A","5/20/2014 12:47:44 PM -05:00","5/28/2014 11:09:50 AM -05:00"]
[20308,"TEMP35_20308","SWPP","INT","LN HOOV - LAKERDGE 138 kV LN: WR.1.GORDHOOV13_1.B  ftlo  LN GORD - 45TH_ST 138 kV LN: WR.1.GORD_45TH.A",369,382,"Monitored: LN HOOV - LAKERDGE 138 kV LN: WR.1.GORDHOOV13_1.B","Contingent: LN GORD - 45TH_ST 138 kV LN: WR.1.GORD_45TH.A","5/20/2014 4:16:56 PM -05:00","5/28/2014 11:09:50 AM -05:00"]
[6315,"TEMP31_6315","SWPP","RCF",null,986,986,"Monitored: LN LONGWOO - SAREPT 345 kV LN: EES.LPN.EL_EHV_LONGW",null,null,"5/28/2014 11:09:50 AM -05:00"]
[6316,"TEMP32_6316","SWPP","RCF",null,895,895,"Monitored: XF EL_EHV - EL_EHV 1 kV XF: EES.APL.EL_EHV.AT2.A",null,null,"5/28/2014 11:09:50 AM -05:00"]
[20044,"TEMP50_20044","SWPP","INT","LN MCWILLIE - ARSENAL 138 kV LN: CSWS.12.826C.T1  ftlo  LN FORTHUM - ARSENAL 138 kV LN: CSWS.12.ARSENFORTH13",271,308,"Monitored: LN MCWILLIE - ARSENAL 138 kV LN: CSWS.12.826C.T1","Contingent: LN FORTHUM - ARSENAL 138 kV LN: CSWS.12.ARSENFORTH13",null,"5/28/2014 11:09:51 AM -05:00"]
[20312,"TEMP44_20312","SWPP","INT","LN HALS - BENW 138 kV LN: WR.1.HALSKSG1213_1.1  ftlo  XF RENO - RENO 1 kV XF: WR.1.RENO.2.2P",124,143,"Monitored: LN HALS - BENW 138 kV LN: WR.1.HALSKSG1213_1.1","Contingent: XF RENO - RENO 1 kV XF: WR.1.RENO.2.2P","5/20/2014 5:06:00 PM -05:00","5/28/2014 11:09:51 AM -05:00"]
[20048,"TEMP60_20048","SWPP","INT","LN WESTERN - SSHREVE 138 kV LN: CSWS.12.SS_WELECT_1A  ftlo  LN POWELL - SWSHREV 138 kV LN: CSWS.12.850B.A",246,272,"Monitored: LN WESTERN - SSHREVE 138 kV LN: CSWS.12.SS_WELECT_1A","Contingent: LN POWELL - SWSHREV 138 kV LN: CSWS.12.850B.A",null,"5/28/2014 11:09:52 AM -05:00"]
[20250,"TEMP61_20250","MISO","RCF","LN TAYLOR_1 - SPRHIL 115 kV LN: EES.LPN.SPRHIL_TAYLO  ftlo  LN SWSHREV - DOLET 345 kV LN: CLEC.2.DH345_CLECO_1",120,120,"Monitored: LN TAYLOR_1 - SPRHIL 115 kV LN: EES.LPN.SPRHIL_TAYLO","Contingent: LN SWSHREV - DOLET 345 kV LN: CLEC.2.DH345_CLECO_1",null,"5/28/2014 11:09:52 AM -05:00"]
[20338,"TEMP86_20338","SWPP","INT","LN CLEARWT4 - MILANTP 138 kV LN: SECI.WPEK.CLEARW_MIL  ftlo  LN NRSAWYER - BARBER3 115 kV LN: SECI.WPEK.BARBER_NRS",110,110,"Monitored: LN CLEARWT4 - MILANTP 138 kV LN: SECI.WPEK.CLEARW_MIL","Contingent: LN NRSAWYER - BARBER3 115 kV LN: SECI.WPEK.BARBER_NRS","5/27/2014 4:39:44 PM -05:00","5/28/2014 11:09:52 AM -05:00"]
[6321,"TEMP51_6321","MISO","RCF",null,115,115,"Monitored: LN VIENNA - TRUSSL 115 kV LN: CAJN.9.TRUSSL_VIENNA",null,null,"5/28/2014 11:09:52 AM -05:00"]
[20265,"TEMP89_20265","SWPP","INT","LN SUNDOWN2 - AMOCO_SW 230 kV LN: SPS.1.153.1  ftlo  LN YOAKUM - TOLKSUB 230 kV LN: SPS.1.122.1",319,351,"Monitored: LN SUNDOWN2 - AMOCO_SW 230 kV LN: SPS.1.153.1","Contingent: LN YOAKUM - TOLKSUB 230 kV LN: SPS.1.122.1",null,"5/28/2014 11:09:53 AM -05:00"]
[20346,"TEMP02_20346","SWPP","INT","LN LIBE - INDET 69 kV LN: WR.1.INDETLIBE69_1.1  ftlo  LN 17_HOLD - 21_N 115 kV LN: LES.LES.21_N_17_HOLD",112,112,"Monitored: LN LIBE - INDET 69 kV LN: WR.1.INDETLIBE69_1.1","Contingent: LN 17_HOLD - 21_N 115 kV LN: LES.LES.21_N_17_HOLD","5/30/2014 2:17:24 PM -05:00","5/31/2014 10:54:08 PM -05:00"]
[20340,"TEMP04_20340","SWPP","INT","LN AEC - NVIE 115 kV LN: WR.1.4033_4034.A  ftlo  LN BUSHLAND - HILLSIDE 115 kV LN: SPS.1.V52.A",239,239,"Monitored: LN AEC - NVIE 115 kV LN: WR.1.4033_4034.A","Contingent: LN BUSHLAND - HILLSIDE 115 kV LN: SPS.1.V52.A","5/31/2014 11:46:06 PM -05:00","5/31/2014 10:54:09 PM -05:00"]
[20347,"TEMP08_20347","SWPP","RCF",null,1195,1195,"Monitored: LN KELLY - MEADW_GR 230 kV LN: NPPD.NPPD.MEADWGRV_K",null,"5/30/2014 2:43:27 PM -05:00","5/31/2014 10:54:09 PM -05:00"]
[20344,"TEMP18_20344","SWPP","INT",null,158,158,"Monitored: LN PANTHX - TIGRBX 115 kV LN: EES.APL.TIGRBX_PANTH",null,"5/29/2014 5:03:57 PM -05:00","5/31/2014 10:54:10 PM -05:00"]
[20346,"TEMP02_20346","SWPP","INT","LN KELL - TECH 161 kV LN: WR.1.4055.1  ftlo  LN COOPER - FAIRPORT 345 kV LN: NPPD.NPPD.FAIRPT-COO",112,112,"Monitored: LN KELL - TECH 161 kV LN: WR.1.4055.1","Contingent: LN COOPER - FAIRPORT 345 kV LN: NPPD.NPPD.FAIRPT-COO","5/30/2014 2:17:24 PM -05:00","6/19/2014 11:26:25 AM -05:00"]
[20211,"TEMP07_20211","SWPP","INT","LN RDST2 - JSTREET5 161 kV LN: OKGE.24.9168.A  ftlo  LN FTSMTH - QANXT 161 kV LN: OKGE.24.9162.A",223,223,"Monitored: LN RDST2 - JSTREET5 161 kV LN: OKGE.24.9168.A","Contingent: LN FTSMTH - QANXT 161 kV LN: OKGE.24.9162.A",null,"6/19/2014 11:26:26 AM -05:00"]
[20273,"TEMP05_20273","SWPP","INT","LN MOORLN1 - GLMTN 138 kV LN: OKGE.24.8693.A  ftlo  LN WDWRDEHV - TATONGA 345 kV LN: OKGE.24.WWEHV_TATNGA",124,124,"Monitored: LN MOORLN1 - GLMTN 138 kV LN: OKGE.24.8693.A","Contingent: LN WDWRDEHV - TATONGA 345 kV LN: OKGE.24.WWEHV_TATNGA",null,"6/19/2014 11:26:26 AM -05:00"]
[20285,"TEMP16_20285","SWPP","INT","LN HASTING_ - PAULINE 115 kV LN: NPPD.NPPD.NP_1148-A.  ftlo  LN HASTING_ - PAULINE 115 kV LN: NPPD.NPPD.NP_1171-A.",115,126,"Monitored: LN HASTING_ - PAULINE 115 kV LN: NPPD.NPPD.NP_1148-A.","Contingent: LN HASTING_ - PAULINE 115 kV LN: NPPD.NPPD.NP_1171-A.","5/11/2014 6:35:23 PM -05:00","6/19/2014 11:26:27 AM -05:00"]
[20347,"TEMP08_20347","SWPP","RCF",null,1195,1195,"Monitored: LN COOPER - FAIRPORT 345 kV LN: NPPD.NPPD.FAIRPT-COO",null,"5/30/2014 2:43:27 PM -05:00","6/19/2014 11:26:27 AM -05:00"]
[20286,"TEMP19_20286","SWPP","INT","LN NOR-JUD3 - JUD-LR1 115 kV LN: SECI.WPEK.201936.A  ftlo  LN BUCKNER7 - HOLCOM1 345 kV LN: SECI.34.10149.B",206,222,"Monitored: LN NOR-JUD3 - JUD-LR1 115 kV LN: SECI.WPEK.201936.A","Contingent: LN BUCKNER7 - HOLCOM1 345 kV LN: SECI.34.10149.B","5/11/2014 8:11:22 PM -05:00","6/19/2014 11:26:28 AM -05:00"]
[20344,"TEMP18_20344","SWPP","INT",null,158,158,"Monitored: LN PAT_WX - FULTON_C 115 kV LN: EES.APL.FULTON_PATMO",null,"5/29/2014 5:03:57 PM -05:00","6/19/2014 11:26:28 AM -05:00"]
[20287,"TEMP20_20287","SWPP","INT","LN SPERVI2 - MULGRE2 230 kV LN: SECI.WPEK.10940.A  ftlo  LN BUCKNER7 - HOLCOM1 345 kV LN: SECI.34.10149.B",398,398,"Monitored: LN SPERVI2 - MULGRE2 230 kV LN: SECI.WPEK.10940.A","Contingent: LN BUCKNER7 - HOLCOM1 345 kV LN: SECI.34.10149.B","5/12/2014 12:09:25 AM -05:00","6/19/2014 11:26:29 AM -05:00"]
[20349,"TEMP24_20349","SWPP","INT","LN HEREFORD - FRIONA_R 115 kV LN: SPS.1.HEREFFRION11_1  ftlo  LN TOLKSUB - ROOSEVE2 230 kV LN: SPS.1.120.1",96,96,"Monitored: LN HEREFORD - FRIONA_R 115 kV LN: SPS.1.HEREFFRION11_1","Contingent: LN TOLKSUB - ROOSEVE2 230 kV LN: SPS.1.120.1","6/2/2014 8:20:05 PM -05:00","6/19/2014 11:26:30 AM -05:00"]
[20350,"TEMP25_20350","SWPP","INT","LN 6_ME4 - SW51 138 kV LN: OKGE.24.8792.A  ftlo  LN MSTNG1 - CUNCL 138 kV LN: OKGE.24.8772.A",191,191,"Monitored: LN 6_ME4 - SW51 138 kV LN: OKGE.24.8792.A","Contingent: LN MSTNG1 - CUNCL 138 kV LN: OKGE.24.8772.A","6/3/2014 9:52:51 PM -05:00","6/19/2014 11:26:30 AM -05:00"]
[20301,"TEMP30_20301","SWPP","INT","LN ROSE - ELPA 138 kV LN: WR.1.79.1  ftlo  LN ROSE - WEAV 138 kV LN: WR.1.93.E",351,382,"Monitored: LN ROSE - ELPA 138 kV LN: WR.1.79.1","Contingent: LN ROSE - WEAV 138 kV LN: WR.1.93.E","5/19/2014 3:25:53 PM -05:00","6/19/2014 11:26:31 AM -05:00"]
[20306,"TEMP34_20306","SWPP","INT","LN ALLENGT4 - TUPELO2 138 kV LN: WFEC.25.TUPELO_02.A  ftlo  LN VALLIANT - PITTSB9 345 kV LN: CSWS.23.2160.A",108,118,"Monitored: LN ALLENGT4 - TUPELO2 138 kV LN: WFEC.25.TUPELO_02.A","Contingent: LN VALLIANT - PITTSB9 345 kV LN: CSWS.23.2160.A","5/20/2014 12:47:44 PM -05:00","6/19/2014 11:26:31 AM -05:00"]
[20321,"TEMP53_20321","SWPP","INT","LN WHEGL - OSAGE_OG 138 kV LN: OKGE.24.8654.A  ftlo  LN WHEGL - CONEM 138 kV LN: OKGE.24.8662.A",181,191,"Monitored: LN WHEGL - OSAGE_OG 138 kV LN: OKGE.24.8654.A","Contingent: LN WHEGL - CONEM 138 kV LN: OKGE.24.8662.A","5/21/2014 11:43:07 AM -05:00","6/19/2014 11:26:32 AM -05:00"]
[20361,"TEMP67_20361","SWPP","INT","LN HOBBS - MILLEN 115 kV LN: SPS.1.HOBBS_MILLEN.1  ftlo  LN MADDOXSU - MONUMENT 115 kV LN: SPS.1.386.1",141,141,"Monitored: LN HOBBS - MILLEN 115 kV LN: SPS.1.HOBBS_MILLEN.1","Contingent: LN MADDOXSU - MONUMENT 115 kV LN: SPS.1.386.1","6/9/2014 5:04:16 PM -05:00","6/19/2014 11:26:32 AM -05:00"]
[20363,"TEMP68_20363","SWPP","INT","LN HEFNR - TULSA 138 kV LN: OKGE.24.8756.A  ftlo  LN TNSTP - 4ST4 138 kV LN: OKGE.24.8746.A",194,222,"Monitored: LN HEFNR - TULSA 138 kV LN: OKGE.24.8756.A","Contingent: LN TNSTP - 4ST4 138 kV LN: OKGE.24.8746.A","6/10/2014 3:09:05 PM -05:00","6/19/2014 11:26:33 AM -05:00"]
[20322,"TEMP74_20322","SWPP","RCF","LN MRYVL_SJ - CLARNDA 161 kV LN: MEC.MEC.MRYVLCLARN16  ftlo  LN MADNCO - ROLLHILS 345 kV LN: MEC.MEC.ROLLHMADNC34",168,168,"Monitored: LN MRYVL_SJ - CLARNDA 161 kV LN: MEC.MEC.MRYVLCLARN16","Contingent: LN MADNCO - ROLLHILS 345 kV LN: MEC.MEC.ROLLHMADNC34","5/22/2014 2:54:56 PM -05:00","6/19/2014 11:26:34 AM -05:00"]
[20364,"TEMP73_20364","SWPP","INT","LN WOLF - BENT 345 kV LN: WR.1.BENTWOLF34_1.1  ftlo  LN WOLF - ROSE 345 kV LN: WR.1.5.1",956,956,"Monitored: LN WOLF - BENT 345 kV LN: WR.1.BENTWOLF34_1.1","Contingent: LN WOLF - ROSE 345 kV LN: WR.1.5.1","6/10/2014 8:03:11 PM -05:00","6/19/2014 11:26:34 AM -05:00"]
[20323,"TEMP75_20323","SWPP","RCF","LN MRYVL_SJ - CLARNDA 161 kV LN: MEC.MEC.MRYVLCLARN16  ftlo  LN CBLUFFS - RIVRBEND 161 kV LN: MEC.MEC.RIVRBCBLUF16",168,168,"Monitored: LN MRYVL_SJ - CLARNDA 161 kV LN: MEC.MEC.MRYVLCLARN16","Contingent: LN CBLUFFS - RIVRBEND 161 kV LN: MEC.MEC.RIVRBCBLUF16","5/22/2014 2:54:57 PM -05:00","6/19/2014 11:26:35 AM -05:00"]
[20365,"TEMP77_20365","SWPP","INT","LN B_SPRGS - BRULE 115 kV LN: NPPD.NPPD.BRULEB_SPR  ftlo  LN SIDNEYM - KEYSTONE 345 kV LN: WAUE.WAUE.SIDNEKEYST",109,109,"Monitored: LN B_SPRGS - BRULE 115 kV LN: NPPD.NPPD.BRULEB_SPR","Contingent: LN SIDNEYM - KEYSTONE 345 kV LN: WAUE.WAUE.SIDNEKEYST","6/11/2014 12:52:00 PM -05:00","6/19/2014 11:26:35 AM -05:00"]
[20336,"TEMP85_20336","SWPP","INT","LN AUBU - INDI 115 kV LN: WR.1.AUBUINDI11_1.1  ftlo  LN JEFF - HOYT 345 kV LN: WR.1.HOYTJEFF34_1.1",231,239,"Monitored: LN AUBU - INDI 115 kV LN: WR.1.AUBUINDI11_1.1","Contingent: LN JEFF - HOYT 345 kV LN: WR.1.HOYTJEFF34_1.1","5/27/2014 10:37:42 AM -05:00","6/19/2014 11:26:36 AM -05:00"]
[20338,"TEMP86_20338","SWPP","INT","LN MILANTP - CLEARWT4 138 kV LN: SECI.WPEK.CLEARW_MIL  ftlo  LN BARBER3 - NRSAWYER 115 kV LN: SECI.WPEK.BARBER_NRS",110,110,"Monitored: LN MILANTP - CLEARWT4 138 kV LN: SECI.WPEK.CLEARW_MIL","Contingent: LN BARBER3 - NRSAWYER 115 kV LN: SECI.WPEK.BARBER_NRS","5/27/2014 4:39:44 PM -05:00","6/19/2014 11:26:37 AM -05:00"]
[20377,"TEMP88_20377","SWPP","INT","LN ROSE - STEA 138 kV LN: WR.1.4319.1  ftlo  LN ROSE - WEAV 138 kV LN: WR.1.93.E",287,287,"Monitored: LN ROSE - STEA 138 kV LN: WR.1.4319.1","Contingent: LN ROSE - WEAV 138 kV LN: WR.1.93.E","6/17/2014 11:38:56 AM -05:00","6/19/2014 11:26:37 AM -05:00"]
[20378,"TEMP90_20378","SWPP","INT","LN SETAB1 - SCOTCTY 115 kV LN: SECI.34.10130.A  ftlo  XF HOLCOM1 - HOLCOM1 1 kV XF: SECI.34.HOLCOM1.1016",195,195,"Monitored: LN SETAB1 - SCOTCTY 115 kV LN: SECI.34.10130.A","Contingent: XF HOLCOM1 - HOLCOM1 1 kV XF: SECI.34.HOLCOM1.1016","6/17/2014 2:14:53 PM -05:00","6/19/2014 11:26:38 AM -05:00"]
[20085,"TEMP01_20085","SWPP","RCF","LN REDWLO1 - MINGO1 345 kV LN: NPPD.NPPD.10152.A  ftlo  LN AXTELL1 - POSTROCK 345 kV LN: WR.MIDW.POSTRCK_AXTE",785,785,"Monitored: LN REDWLO1 - MINGO1 345 kV LN: NPPD.NPPD.10152.A","Contingent: LN AXTELL1 - POSTROCK 345 kV LN: WR.MIDW.POSTRCK_AXTE",null,"7/3/2014 12:13:22 AM -05:00"]
[19960,"TEMP03_19960","SWPP","INT","LN KNOLL1 - NHAYS 115 kV LN: WR.MIDW.9994.A  ftlo  LN POSTROCK - SHAYS 230 kV LN: WR.MIDW.SHAYS_KNOLL1",80,88,"Monitored: LN KNOLL1 - NHAYS 115 kV LN: WR.MIDW.9994.A","Contingent: LN POSTROCK - SHAYS 230 kV LN: WR.MIDW.SHAYS_KNOLL1",null,"7/3/2014 12:13:23 AM -05:00"]
[18995,"TEMP06_18995","SWPP","INT","LN WR_SMKHL - SUMM 230 kV LN: WR.MIDW.SUMM_SMKHL.A  ftlo  LN MULGRE2 - CIRC 230 kV LN: SECI.WPEK.10255.A",330,330,"Monitored: LN WR_SMKHL - SUMM 230 kV LN: WR.MIDW.SUMM_SMKHL.A","Contingent: LN MULGRE2 - CIRC 230 kV LN: SECI.WPEK.10255.A",null,"7/3/2014 12:13:24 AM -05:00"]
[20148,"TEMP09_20148","SWPP","INT","LN PIRKEY - EASTON 138 kV LN: CSWS.12.PIRK_EAST.A  ftlo  LN PIRKEY - WHITNEY 138 kV LN: CSWS.12.962.A",454,478,"Monitored: LN PIRKEY - EASTON 138 kV LN: CSWS.12.PIRK_EAST.A","Contingent: LN PIRKEY - WHITNEY 138 kV LN: CSWS.12.962.A",null,"7/3/2014 12:13:24 AM -05:00"]
[20016,"TEMP11_20016","SWPP","INT",null,650,650,"Monitored: LN SAN_JUAN - CHAVES 230 kV LN: SPS.1.OASISCHAVE23_1",null,null,"7/3/2014 12:13:25 AM -05:00"]
[19635,"TEMP17_19635","SWPP","RCF","LN SWEETW4 - GRISLD1 345 kV LN: NPPD.NPPD.GRISLD1_SW  ftlo  LN SWEETW4 - AXTELL1 345 kV LN: NPPD.NPPD.12006.A",717,789,"Monitored: LN SWEETW4 - GRISLD1 345 kV LN: NPPD.NPPD.GRISLD1_SW","Contingent: LN SWEETW4 - AXTELL1 345 kV LN: NPPD.NPPD.12006.A",null,"7/3/2014 12:13:26 AM -05:00"]
[20230,"TEMP27_20230","SWPP","INT","LN EASTTOWN - EAST2 161 kV LN: MPS.43.11313.A  ftlo  LN EASTTOWN - ST_JOE 345 kV LN: MPS.43.EASTTOWN_STJO",357,390,"Monitored: LN EASTTOWN - EAST2 161 kV LN: MPS.43.11313.A","Contingent: LN EASTTOWN - ST_JOE 345 kV LN: MPS.43.EASTTOWN_STJO",null,"7/3/2014 12:13:26 AM -05:00"]
[6315,"TEMP31_6315","SWPP","RCF",null,986,986,"Monitored: LN SAREPT - LONGWOO 345 kV LN: EES.LPN.EL_EHV_LONGW",null,null,"7/3/2014 12:13:27 AM -05:00"]
[6316,"TEMP32_6316","SWPP","RCF",null,895,895,"Monitored: XF EL_EHV - EL_EHV 1 kV XF: EES.APL.EL_EHV.AT2.A",null,null,"7/3/2014 12:13:28 AM -05:00"]
[6319,"TEMP36_6319","MISO","RCF",null,895,895,"Monitored: XF EL_EHV - EL_EHV 1 kV XF: EES.APL.EL_EHV.AT2.A",null,null,"7/3/2014 12:13:28 AM -05:00"]
[20041,"TEMP49_20041","SWPP","INT","LN LONGWOO - NORAM 138 kV LN: CSWS.12.827B.A  ftlo  LN LONGWOO - LIEBERM 138 kV LN: CSWS.12.846.A",203,234,"Monitored: LN LONGWOO - NORAM 138 kV LN: CSWS.12.827B.A","Contingent: LN LONGWOO - LIEBERM 138 kV LN: CSWS.12.846.A",null,"7/3/2014 12:13:29 AM -05:00"]
[20044,"TEMP50_20044","SWPP","INT","LN ARSENAL - MCWILLIE 138 kV LN: CSWS.12.826C.T1  ftlo  LN ARSENAL - FORTHUM 138 kV LN: CSWS.12.ARSENFORTH13",271,308,"Monitored: LN ARSENAL - MCWILLIE 138 kV LN: CSWS.12.826C.T1","Contingent: LN ARSENAL - FORTHUM 138 kV LN: CSWS.12.ARSENFORTH13",null,"7/3/2014 12:13:30 AM -05:00"]
[6321,"TEMP51_6321","MISO","RCF",null,115,115,"Monitored: LN VIENNA - TRUSSL 115 kV LN: CAJN.9.TRUSSL_VIENNA",null,null,"7/3/2014 12:13:30 AM -05:00"]
[20045,"TEMP52_20045","SWPP","INT","XF ARSENAL - ARSENAL 69 kV XF: CSWS.12.ARSENAL.820.  ftlo  LN ARSENAL - MCWILLIE 138 kV LN: CSWS.12.826C.T1",237,237,"Monitored: XF ARSENAL - ARSENAL 69 kV XF: CSWS.12.ARSENAL.820.","Contingent: LN ARSENAL - MCWILLIE 138 kV LN: CSWS.12.826C.T1",null,"7/3/2014 12:13:31 AM -05:00"]
[19273,"TEMP56_19273","SWPP","INT","LN HARRSUB - RANDALL1 230 kV LN: SPS.1.HARRSRANDA23_1  ftlo  LN NICHSUB - AMARIL_S 230 kV LN: SPS.1.27.A",319,351,"Monitored: LN HARRSUB - RANDALL1 230 kV LN: SPS.1.HARRSRANDA23_1","Contingent: LN NICHSUB - AMARIL_S 230 kV LN: SPS.1.27.A",null,"7/3/2014 12:13:32 AM -05:00"]
[20046,"TEMP57_20046","SWPP","INT","LN ARSENAL - LIEBERM 138 kV LN: CSWS.12.825.A  ftlo  LN ARSENAL - MCWILLIE 138 kV LN: CSWS.12.826C.T1",188,188,"Monitored: LN ARSENAL - LIEBERM 138 kV LN: CSWS.12.825.A","Contingent: LN ARSENAL - MCWILLIE 138 kV LN: CSWS.12.826C.T1",null,"7/3/2014 12:13:32 AM -05:00"]
[20047,"TEMP59_20047","SWPP","INT","LN PIRKEY - WHITNEY 138 kV LN: CSWS.12.962.A  ftlo  XF PIRKEY - PIRKEY 138 kV XF: CSWS.12.PIRKEY.962.N",430,473,"Monitored: LN PIRKEY - WHITNEY 138 kV LN: CSWS.12.962.A","Contingent: XF PIRKEY - PIRKEY 138 kV XF: CSWS.12.PIRKEY.962.N",null,"7/3/2014 12:13:33 AM -05:00"]
[20048,"TEMP60_20048","SWPP","INT","LN SSHREVE - WESTERN 138 kV LN: CSWS.12.SS_WELECT_1A  ftlo  LN POWELL - SWSHREV 138 kV LN: CSWS.12.850B.A",246,272,"Monitored: LN SSHREVE - WESTERN 138 kV LN: CSWS.12.SS_WELECT_1A","Contingent: LN POWELL - SWSHREV 138 kV LN: CSWS.12.850B.A",null,"7/3/2014 12:13:34 AM -05:00"]
[20052,"TEMP63_20052","SWPP","INT","LN SPRINGRI - ROCKHIL 138 kV LN: CSWS.12.SS_ROCKHILL_  ftlo  LN SWSHREV - WE_TAP 138 kV LN: CSWS.12.872.A",136,136,"Monitored: LN SPRINGRI - ROCKHIL 138 kV LN: CSWS.12.SS_ROCKHILL_","Contingent: LN SWSHREV - WE_TAP 138 kV LN: CSWS.12.872.A",null,"7/3/2014 12:13:35 AM -05:00"]
[20053,"TEMP64_20053","SWPP","INT","LN EASTX_SW - WHITNEY 138 kV LN: CSWS.12.946.A  ftlo  LN EASTON - PIRKEY 138 kV LN: CSWS.12.PIRK_EAST.A",320,380,"Monitored: LN EASTX_SW - WHITNEY 138 kV LN: CSWS.12.946.A","Contingent: LN EASTON - PIRKEY 138 kV LN: CSWS.12.PIRK_EAST.A",null,"7/3/2014 12:13:35 AM -05:00"]
[20163,"TEMP65_20163","SWPP","RCF","LN FT_CAL - RAUN 345 kV LN: MEC.MEC.FT_CARAUN34_  ftlo  LN SHELLCRK - HOSKINS 345 kV LN: NPPD.NPPD.NP_3515.A",956,956,"Monitored: LN FT_CAL - RAUN 345 kV LN: MEC.MEC.FT_CARAUN34_","Contingent: LN SHELLCRK - HOSKINS 345 kV LN: NPPD.NPPD.NP_3515.A",null,"7/3/2014 12:13:36 AM -05:00"]
[20058,"TEMP66_20058","SWPP","INT","LN HOBART_J - HOB_CITY 69 kV LN: CSWS.23.2231.A  ftlo  LN HOBART_J - OMALTUS4 138 kV LN: CSWS.23.2200.A",52,68,"Monitored: LN HOBART_J - HOB_CITY 69 kV LN: CSWS.23.2231.A","Contingent: LN HOBART_J - OMALTUS4 138 kV LN: CSWS.23.2200.A",null,"7/3/2014 12:13:37 AM -05:00"]
[20055,"TEMP69_20055","SWPP","INT","LN CRAIG_J - W_ASHDWN 138 kV LN: CSWS.12.736_CRAIG_J.  ftlo  LN FTSMTH - ARK_NU 500 kV LN: OKGE.24.FTSMTH-ARK_N",272,278,"Monitored: LN CRAIG_J - W_ASHDWN 138 kV LN: CSWS.12.736_CRAIG_J.","Contingent: LN FTSMTH - ARK_NU 500 kV LN: OKGE.24.FTSMTH-ARK_N",null,"7/3/2014 12:13:38 AM -05:00"]
[20056,"TEMP70_20056","SWPP","INT","LN W_ASHDWN - CRAIG_J 138 kV LN: CSWS.12.736_CRAIG_J.  ftlo  LN ARK_NU - FTSMTH 500 kV LN: OKGE.24.FTSMTH-ARK_N",272,278,"Monitored: LN W_ASHDWN - CRAIG_J 138 kV LN: CSWS.12.736_CRAIG_J.","Contingent: LN ARK_NU - FTSMTH 500 kV LN: OKGE.24.FTSMTH-ARK_N",null,"7/3/2014 12:13:39 AM -05:00"]
[20057,"TEMP72_20057","SWPP","INT","LN CRAIG_J - W_ASHDWN 138 kV LN: CSWS.12.736_CRAIG_J.  ftlo  LN SAREPT - LONGWOO 345 kV LN: EES.LPN.EL_EHV_LONGW",272,278,"Monitored: LN CRAIG_J - W_ASHDWN 138 kV LN: CSWS.12.736_CRAIG_J.","Contingent: LN SAREPT - LONGWOO 345 kV LN: EES.LPN.EL_EHV_LONGW",null,"7/3/2014 12:13:39 AM -05:00"]
[20362,"TEMP79_20362","MISO","RCF","LN GRI - MTZ 138 kV LN: EES.GSU.485.A  ftlo  LN GRI - BENTWTR 138 kV LN: EES.GSU.BENT_GRI.A",206,206,"Monitored: LN GRI - MTZ 138 kV LN: EES.GSU.485.A","Contingent: LN GRI - BENTWTR 138 kV LN: EES.GSU.BENT_GRI.A","6/11/2014 5:57:20 PM -05:00","7/3/2014 12:13:40 AM -05:00"]
[19668,"TEMP80_19668","SWPP","INT","LN MILANTP - CLEARWT4 138 kV LN: SECI.WPEK.CLEARW_MIL  ftlo  LN WICH - RENO 345 kV LN: WR.1.RENO_WICH.A",110,110,"Monitored: LN MILANTP - CLEARWT4 138 kV LN: SECI.WPEK.CLEARW_MIL","Contingent: LN WICH - RENO 345 kV LN: WR.1.RENO_WICH.A",null,"7/3/2014 12:13:41 AM -05:00"]
[6317,"TEMP97_6317","MISO","RCF","LN VIENNA - TRUSSL 115 kV LN: CAJN.9.TRUSSL_VIENNA  ftlo  LN EL_EHV - SAREPT 345 kV LN: EES.LPN.SAREPT_ELEHV",115,115,"Monitored: LN VIENNA - TRUSSL 115 kV LN: CAJN.9.TRUSSL_VIENNA","Contingent: LN EL_EHV - SAREPT 345 kV LN: EES.LPN.SAREPT_ELEHV",null,"7/3/2014 12:13:42 AM -05:00"]
[6320,"TEMP96_6320","MISO","RCF","LN TRUSSL - ARCADI 115 kV LN: EES.LPN.ARCADI_TRUSS  ftlo  XF EL_EHV - EL_EHV 1 kV XF: EES.APL.EL_EHV.AT2.A",111,111,"Monitored: LN TRUSSL - ARCADI 115 kV LN: EES.LPN.ARCADI_TRUSS","Contingent: XF EL_EHV - EL_EHV 1 kV XF: EES.APL.EL_EHV.AT2.A",null,"7/3/2014 12:13:42 AM -05:00"]
[6314,"TEMP99_6314","MISO","RCF","LN VIENNA - TRUSSL 115 kV LN: CAJN.9.TRUSSL_VIENNA  ftlo  XF EL_EHV - EL_EHV 1 kV XF: EES.APL.EL_EHV.AT2.A",115,115,"Monitored: LN VIENNA - TRUSSL 115 kV LN: CAJN.9.TRUSSL_VIENNA","Contingent: XF EL_EHV - EL_EHV 1 kV XF: EES.APL.EL_EHV.AT2.A",null,"7/3/2014 12:13:43 AM -05:00"]
[6318,"TEMP98_6318","MISO","RCF","LN VIENNA - TRUSSL 115 kV LN: CAJN.9.TRUSSL_VIENNA  ftlo  XF SAREPT - SAREPT 115 kV XF: EES.LPN.SAREPT.T1.T1",115,115,"Monitored: LN VIENNA - TRUSSL 115 kV LN: CAJN.9.TRUSSL_VIENNA","Contingent: XF SAREPT - SAREPT 115 kV XF: EES.LPN.SAREPT.T1.T1",null,"7/3/2014 12:13:43 AM -05:00"]
[20340,"TEMP04_20340","SWPP","INT","LN BENT - CHIS 138 kV LN: WR.1.BENTCHIS13_1.1  ftlo  LN BENT - WICH 345 kV LN: WR.1.BENTWICH34_1.1",239,239,"Monitored: LN BENT - CHIS 138 kV LN: WR.1.BENTCHIS13_1.1","Contingent: LN BENT - WICH 345 kV LN: WR.1.BENTWICH34_1.1","5/31/2014 11:46:06 PM -05:00","7/10/2014 12:18:05 PM -05:00"]
[20391,"TEMP20_20391","SWPP","INT","LN SILOAM - SILSPRNG 161 kV LN: GRDA.23.WSILOM_GRDA_  ftlo  LN TONNECE - FLINTCRK 345 kV LN: GRDA.23.TONN_FLIN.A",288,317,"Monitored: LN SILOAM - SILSPRNG 161 kV LN: GRDA.23.WSILOM_GRDA_","Contingent: LN TONNECE - FLINTCRK 345 kV LN: GRDA.23.TONN_FLIN.A","6/23/2014 1:30:55 PM -05:00","7/10/2014 12:18:06 PM -05:00"]
[20348,"TEMP23_20348","SWPP","INT","LN SYRACU1 - BEARCRK2 115 kV LN: SECI.34.SYRACU_BEARC  ftlo  LN FLETCH4 - PKGOAB 115 kV LN: SECI.34.10087.B",80,80,"Monitored: LN SYRACU1 - BEARCRK2 115 kV LN: SECI.34.SYRACU_BEARC","Contingent: LN FLETCH4 - PKGOAB 115 kV LN: SECI.34.10087.B","6/2/2014 10:23:26 AM -05:00","7/10/2014 12:18:07 PM -05:00"]
[20313,"TEMP45_20313","SWPP","INT","XF SUMM - SUMM 115 kV XF: WR.1.SUMM.1080.SUMM_  ftlo  XF SUMM - SUMM 115 kV XF: WR.1.SUMM.1079.SUMM_",239,239,"Monitored: XF SUMM - SUMM 115 kV XF: WR.1.SUMM.1080.SUMM_","Contingent: XF SUMM - SUMM 115 kV XF: WR.1.SUMM.1079.SUMM_","5/20/2014 4:47:57 PM -05:00","7/10/2014 12:18:08 PM -05:00"]
[20406,"TEMP53_20406","SWPP","INT","LN 134PENTP - WESTMOR4 138 kV LN: OKGE.24.WEST_134PENT  ftlo  LN PLVAL - CHRCK 138 kV LN: OKGE.24.8827.A",268,308,"Monitored: LN 134PENTP - WESTMOR4 138 kV LN: OKGE.24.WEST_134PENT","Contingent: LN PLVAL - CHRCK 138 kV LN: OKGE.24.8827.A","6/30/2014 11:39:04 AM -05:00","7/10/2014 12:18:08 PM -05:00"]
[20335,"TEMP76_20335","SWPP","INT","LN BONANZA - HACKETT 161 kV LN: CSWS.12.BONANHACKE16  ftlo  LN AES5 - TARBY1 161 kV LN: OKGE.24.9127.A",158,178,"Monitored: LN BONANZA - HACKETT 161 kV LN: CSWS.12.BONANHACKE16","Contingent: LN AES5 - TARBY1 161 kV LN: OKGE.24.9127.A","5/27/2014 9:32:49 AM -05:00","7/10/2014 12:18:09 PM -05:00"]
[20265,"TEMP89_20265","SWPP","INT","LN SUNDOWN2 - AMOCO_SW 230 kV LN: SPS.1.153.1  ftlo  LN TOLKSUB - YOAKUM 230 kV LN: SPS.1.122.1",319,351,"Monitored: LN SUNDOWN2 - AMOCO_SW 230 kV LN: SPS.1.153.1","Contingent: LN TOLKSUB - YOAKUM 230 kV LN: SPS.1.122.1",null,"7/10/2014 12:18:10 PM -05:00"]
[20385,"TEMP91_20385","SWPP","INT","LN BOYD - CDRLN 138 kV LN: OKGE.24.8858.A  ftlo  LN PLVAL - HOLWD 138 kV LN: OKGE.24.8826.A",191,191,"Monitored: LN BOYD - CDRLN 138 kV LN: OKGE.24.8858.A","Contingent: LN PLVAL - HOLWD 138 kV LN: OKGE.24.8826.A","6/18/2014 2:21:28 PM -05:00","7/10/2014 12:18:11 PM -05:00"]
[20468,"TEMP65_20468","SWPP","INT","LN MONTROSE - ARCHIE 161 kV LN: MPS.40.ARCHIE_MONTRO  ftlo  LN MONTROSE - CLINTON 161 kV LN: AECI.KMO.CLINTO_MONT",224,224,"Monitored: LN MONTROSE - ARCHIE 161 kV LN: MPS.40.ARCHIE_MONTRO","Contingent: LN MONTROSE - CLINTON 161 kV LN: AECI.KMO.CLINTO_MONT","8/7/2014 4:22:49 PM -05:00","8/28/2014 11:45:08 AM -05:00"]
[20470,"TEMP70_20470","SWPP","INT","XF GRASSLAN - GRASSLAN 115 kV XF: SPS.1.GRASSLAN.793.G  ftlo  XF LUBBOCKS - LUBBOCKS 115 kV XF: SPS.1.LUBBOCKS.774.L",100,100,"Monitored: XF GRASSLAN - GRASSLAN 115 kV XF: SPS.1.GRASSLAN.793.G","Contingent: XF LUBBOCKS - LUBBOCKS 115 kV XF: SPS.1.LUBBOCKS.774.L","8/8/2014 6:50:44 PM -05:00","8/28/2014 11:45:09 AM -05:00"]
[91319,"TEMP12_16451","SWPP","INT","LN MABELV - WRIGHT_E 500 kV LN: EES.APL.MABELV_WRIGH  ftlo  LN WH_BLF - KEO 500 kV LN: EES.APL.WH_BLF_KEO__",9999,9999,"Monitored: LN MABELV - WRIGHT_E 500 kV LN: EES.APL.MABELV_WRIGH","Contingent: LN WH_BLF - KEO 500 kV LN: EES.APL.WH_BLF_KEO__",null,"9/30/2014 11:56:31 PM -05:00"]
[20250,"TEMP61_20250","MISO","RCF","LN TAYLOR_1 - SPRHIL 115 kV LN: EES.LPN.SPRHIL_TAYLO  ftlo  LN SWSHREV - DOLET 345 kV LN: CLEC.2.DH345_CLECO_1",120,120,"Monitored: LN TAYLOR_1 - SPRHIL 115 kV LN: EES.LPN.SPRHIL_TAYLO","Contingent: LN SWSHREV - DOLET 345 kV LN: CLEC.2.DH345_CLECO_1",null,"9/30/2014 11:56:32 PM -05:00"]
[20131,"TEMP81_20131","MISO","RCF","LN MONTGM - CLARN 230 kV LN: CLEC.2.5068.A  ftlo  XF EL_EHV - EL_EHV 1 kV XF: EES.APL.EL_EHV.AT2.A",412,412,"Monitored: LN MONTGM - CLARN 230 kV LN: CLEC.2.5068.A","Contingent: XF EL_EHV - EL_EHV 1 kV XF: EES.APL.EL_EHV.AT2.A",null,"9/30/2014 11:56:33 PM -05:00"]
[20462,"TEMP68_20462","MISO","RCF","LN JIMHIL - T_E_8 115 kV LN: EES.APL.JIMHIL_T_E_8  ftlo  LN JBORO7 - WATERVLY 161 kV LN: SPA.15.7304.A",70,70,"Monitored: LN JIMHIL - T_E_8 115 kV LN: EES.APL.JIMHIL_T_E_8","Contingent: LN JBORO7 - WATERVLY 161 kV LN: SPA.15.7304.A","8/11/2014 10:51:28 AM -05:00","9/30/2014 11:56:33 PM -05:00"]
[20540,"TMP131_20540","TVA","CFG","LN GENTRY - FAIRPORT 161 kV LN: AECI.NW.FAIRPT-NODAW  ftlo  LN HAWTHORN - ST_JOE 345 kV LN: MPS.43.HAWTHO_ST_JOE",232,232,"Monitored: LN GENTRY - FAIRPORT 161 kV LN: AECI.NW.FAIRPT-NODAW","Contingent: LN HAWTHORN - ST_JOE 345 kV LN: MPS.43.HAWTHO_ST_JOE","9/21/2014 1:43:16 PM -05:00","10/1/2014 9:29:48 AM -05:00"]
[20407,"TEMP02_20407","SWPP","INT","LN MULGRE1 - MULGRE2 115 kV LN: WR.MIDW.MULG_HEIZ_TI  ftlo  XF MULGRE2 - MULGRE2 115 kV XF: SECI.WPEK.MULGRE2.10",164,199,"Monitored: LN MULGRE1 - MULGRE2 115 kV LN: WR.MIDW.MULG_HEIZ_TI","Contingent: XF MULGRE2 - MULGRE2 115 kV XF: SECI.WPEK.MULGRE2.10","6/30/2014 5:03:34 PM -05:00","10/3/2014 3:20:19 PM -05:00"]
[20284,"TEMP15_20284","SWPP","INT",null,3584,3584,"Monitored: LN HITCH - BVRCNTY7 345 kV LN: OKGE.24.HITCH_WDWRD1",null,"5/11/2014 4:17:26 PM -05:00","10/3/2014 3:20:20 PM -05:00"]
[20351,"TEMP26_20351","SWPP","INT","LN COLHYDRO - CRESTON 115 kV LN: NPPD.NPPD.NP_1162-A.  ftlo  LN SHELLCRK - HOSKINS 345 kV LN: NPPD.NPPD.NP_3515.A",132,132,"Monitored: LN COLHYDRO - CRESTON 115 kV LN: NPPD.NPPD.NP_1162-A.","Contingent: LN SHELLCRK - HOSKINS 345 kV LN: NPPD.NPPD.NP_3515.A","6/4/2014 8:16:53 AM -05:00","10/3/2014 3:20:21 PM -05:00"]
[20436,"TEMP25_20436","SWPP","INT","LN TEC - MIDJ 115 kV LN: WR.1.MIDJCT_TEC.A  ftlo  LN TEC - TECH 115 kV LN: WR.1.TECTECH11_1.1",118,118,"Monitored: LN TEC - MIDJ 115 kV LN: WR.1.MIDJCT_TEC.A","Contingent: LN TEC - TECH 115 kV LN: WR.1.TECTECH11_1.1","7/22/2014 10:48:50 AM -05:00","10/3/2014 3:20:21 PM -05:00"]
[20437,"TEMP27_20437","SWPP","INT","LN ROSE - WEAV 138 kV LN: WR.1.93.E  ftlo  LN ROSE - STEA 138 kV LN: WR.1.4319.1",382,382,"Monitored: LN ROSE - WEAV 138 kV LN: WR.1.93.E","Contingent: LN ROSE - STEA 138 kV LN: WR.1.4319.1","7/22/2014 2:46:16 PM -05:00","10/3/2014 3:20:22 PM -05:00"]
[20405,"TEMP30_20405","SWPP","INT","XF SPERVI1 - SPERVI1 230 kV XF: SECI.34.SPERVI1.1016  ftlo  LN BUCKNER7 - HOLCOM1 345 kV LN: SECI.34.10149.B",336,358,"Monitored: XF SPERVI1 - SPERVI1 230 kV XF: SECI.34.SPERVI1.1016","Contingent: LN BUCKNER7 - HOLCOM1 345 kV LN: SECI.34.10149.B","6/29/2014 11:57:37 PM -05:00","10/3/2014 3:20:23 PM -05:00"]
[20445,"TEMP36_20445","SWPP","INT","LN SSHREVE - WALLACE3 138 kV LN: CSWS.12.865.A  ftlo  LN FORTHUM - TRICHEL 138 kV LN: CSWS.12.838.A",188,188,"Monitored: LN SSHREVE - WALLACE3 138 kV LN: CSWS.12.865.A","Contingent: LN FORTHUM - TRICHEL 138 kV LN: CSWS.12.838.A","7/25/2014 11:09:14 AM -05:00","10/3/2014 3:20:23 PM -05:00"]
[20314,"TEMP46_20314","SWPP","INT","LN NSES - MARM 161 kV LN: WR.1.29.1  ftlo  LN BUCYRUS - STILWELL 161 kV LN: KCPL.KCPL.STILWE_BUC",148,148,"Monitored: LN NSES - MARM 161 kV LN: WR.1.29.1","Contingent: LN BUCYRUS - STILWELL 161 kV LN: KCPL.KCPL.STILWE_BUC","5/20/2014 4:47:57 PM -05:00","10/3/2014 3:20:24 PM -05:00"]
[20358,"TEMP48_20358","SWPP","INT","LN LONGWOO - OAK_PHEC 138 kV LN: CSWS.12.835B.T1  ftlo  XF SWSHREV - SWSHREV 1 kV XF: CSWS.12.SWSHREV.MIDL",188,188,"Monitored: LN LONGWOO - OAK_PHEC 138 kV LN: CSWS.12.835B.T1","Contingent: XF SWSHREV - SWSHREV 1 kV XF: CSWS.12.SWSHREV.MIDL","6/6/2014 1:56:55 PM -05:00","10/3/2014 3:20:25 PM -05:00"]
[20450,"TEMP50_20450","SWPP","INT","LN OGALALA - BRULE 115 kV LN: NPPD.NPPD.OGALABRULE  ftlo  XF STEGALL - STEGALL 1 kV XF: WAUE.WAUE.STEGALL.TR",109,120,"Monitored: LN OGALALA - BRULE 115 kV LN: NPPD.NPPD.OGALABRULE","Contingent: XF STEGALL - STEGALL 1 kV XF: WAUE.WAUE.STEGALL.TR","7/27/2014 6:42:06 PM -05:00","10/3/2014 3:20:26 PM -05:00"]
[20453,"TEMP51_20453","SWPP","INT","LN TRIBUNE - SYRACU1 115 kV LN: SECI.34.10134.A  ftlo  LN HOLCOM1 - PLYMELL 115 kV LN: SECI.34.10091.A",120,148,"Monitored: LN TRIBUNE - SYRACU1 115 kV LN: SECI.34.10134.A","Contingent: LN HOLCOM1 - PLYMELL 115 kV LN: SECI.34.10091.A","7/28/2014 10:22:51 AM -05:00","10/3/2014 3:20:27 PM -05:00"]
[20456,"TEMP52_20456","SWPP","INT","LN 134PENTP - WESTMOR4 138 kV LN: OKGE.24.WEST_134PENT  ftlo  LN PLVAL - CHRCK 138 kV LN: OKGE.24.8827.A",268,308,"Monitored: LN 134PENTP - WESTMOR4 138 kV LN: OKGE.24.WEST_134PENT","Contingent: LN PLVAL - CHRCK 138 kV LN: OKGE.24.8827.A","7/29/2014 12:23:22 PM -05:00","10/3/2014 3:20:27 PM -05:00"]
[20253,"TEMP54_20253","SWPP","INT","LN MO_CITY - ECKLES 161 kV LN: INDN.Z10.ECKLE__MO_C  ftlo  LN EASTTOWN - IATAN 345 kV LN: MPS.43.IATAN__ST_JOE",167,167,"Monitored: LN MO_CITY - ECKLES 161 kV LN: INDN.Z10.ECKLE__MO_C","Contingent: LN EASTTOWN - IATAN 345 kV LN: MPS.43.IATAN__ST_JOE",null,"10/3/2014 3:20:28 PM -05:00"]
[20471,"TEMP66_20471","SWPP","INT","LN SUB1221 - SUB1231 161 kV LN: OPPD.OPPD.SUB12SUB12  ftlo  LN SUB3456 - SUB3459 345 kV LN: OPPD.OPPD.SUB34SUB34",217,217,"Monitored: LN SUB1221 - SUB1231 161 kV LN: OPPD.OPPD.SUB12SUB12","Contingent: LN SUB3456 - SUB3459 345 kV LN: OPPD.OPPD.SUB34SUB34",null,"10/3/2014 3:20:29 PM -05:00"]
[20502,"TMP105_20502","SWPP","INT","LN SW51 - CLASN 138 kV LN: OKGE.24.8815.A  ftlo  LN RENO1 - TRSPR 138 kV LN: OKGE.24.8870.A",191,191,"Monitored: LN SW51 - CLASN 138 kV LN: OKGE.24.8815.A","Contingent: LN RENO1 - TRSPR 138 kV LN: OKGE.24.8870.A","9/3/2014 12:13:41 PM -05:00","10/3/2014 3:20:30 PM -05:00"]
[1043,"TEMP65_1043","TVA","CFG","LN ESEX - IDALIA 161 kV LN: AECI.M_A.IDALIA-ESSE  ftlo  LN ESEX - W_NEWMAD 345 kV LN: AECI.AECI.WNMAD_ESEX",316,316,"Monitored: LN ESEX - IDALIA 161 kV LN: AECI.M_A.IDALIA-ESSE","Contingent: LN ESEX - W_NEWMAD 345 kV LN: AECI.AECI.WNMAD_ESEX","8/28/2014 11:45:06 AM -05:00","10/31/2014 11:59:39 PM -05:00"]
[1057,"TEMP70_1057","TVA","CFG","LN TH_HILL - SALISBRY 161 kV LN: AECI.AECI.SALISB_THO  ftlo  LN TH_HILL - HIGBAECI 161 kV LN: AECI.CNT.TH_HILL_HIG",335,335,"Monitored: LN TH_HILL - SALISBRY 161 kV LN: AECI.AECI.SALISB_THO","Contingent: LN TH_HILL - HIGBAECI 161 kV LN: AECI.CNT.TH_HILL_HIG","8/28/2014 11:45:07 AM -05:00","10/31/2014 11:59:39 PM -05:00"]
[3326,"TEMP76_3326","MISO","RCF","LN ZION0001 - ZION_EC 345 kV LN: CE.CE.45L2223.A  ftlo  LN ZION0001 - PLEASAN1 345 kV LN: CE.CE.45L2221.45",1526,1526,"Monitored: LN ZION0001 - ZION_EC 345 kV LN: CE.CE.45L2223.A","Contingent: LN ZION0001 - PLEASAN1 345 kV LN: CE.CE.45L2221.45","8/26/2014 8:38:24 AM -05:00","10/31/2014 11:59:39 PM -05:00"]
[3335,"TEMP77_3335","MISO","RCF","LN PLEASAN1 - ZION0001 345 kV LN: CE.CE.45L2221.45  ftlo  LN ZION_EC - ZION0001 345 kV LN: CE.CE.45L2223.A",1528,1528,"Monitored: LN PLEASAN1 - ZION0001 345 kV LN: CE.CE.45L2221.45","Contingent: LN ZION_EC - ZION0001 345 kV LN: CE.CE.45L2223.A","8/26/2014 9:54:27 AM -05:00","10/31/2014 11:59:39 PM -05:00"]
[3595,"TEMP75_3595","MISO","RCF","LN PLEASAN1 - RACINE 345 kV LN: WEC.WEC.631.63  ftlo  LN PLEASAN1 - ARCADN 345 kV LN: WEC.WEC.612.61",1096,1096,"Monitored: LN PLEASAN1 - RACINE 345 kV LN: WEC.WEC.631.63","Contingent: LN PLEASAN1 - ARCADN 345 kV LN: WEC.WEC.612.61","8/26/2014 8:38:23 AM -05:00","10/31/2014 11:59:39 PM -05:00"]
[6827,"TEMP79_6827","MISO","CFG","LN NORFORK - CALICO 161 kV LN: SPA.15.NORFRK-CALICO  ftlo  XF INDEP2 - INDEP2 161 kV XF: EES.APL.INDEP2.AT1.A",148,148,"Monitored: LN NORFORK - CALICO 161 kV LN: SPA.15.NORFRK-CALICO","Contingent: XF INDEP2 - INDEP2 161 kV XF: EES.APL.INDEP2.AT1.A","8/25/2014 3:32:05 PM -05:00","10/31/2014 11:59:39 PM -05:00"]
[1328,"TEMP95_1328","MISO","RCF","LN BULL_SHL - MIDWA2 161 kV LN: SPA.15.BUL_SH-MIDWA2  ftlo  LN ARK_NU - PLS_HL 500 kV LN: EES.APL.ARK_NU_PLS_H",162,162,"Monitored: LN BULL_SHL - MIDWA2 161 kV LN: SPA.15.BUL_SH-MIDWA2","Contingent: LN ARK_NU - PLS_HL 500 kV LN: EES.APL.ARK_NU_PLS_H","8/20/2014 5:39:52 PM -05:00","10/31/2014 11:59:40 PM -05:00"]
[2652,"TMP100_2652","TVA","CFG","LN IDALIA - ESEX 161 kV LN: AECI.M_A.IDALIA-ESSE  ftlo  LN W_NEWMAD - ESEX 345 kV LN: AECI.AECI.WNMAD_ESEX",334,334,"Monitored: LN IDALIA - ESEX 161 kV LN: AECI.M_A.IDALIA-ESSE","Contingent: LN W_NEWMAD - ESEX 345 kV LN: AECI.AECI.WNMAD_ESEX",null,"10/31/2014 11:59:40 PM -05:00"]
[2654,"TMP101_2654","TVA","CFG","LN SKST - NEW_MAD 161 kV LN: SPA.15.NEWMAD-SIKES.  ftlo  LN ESEX - W_NEWMAD 345 kV LN: AECI.AECI.WNMAD_ESEX",236,236,"Monitored: LN SKST - NEW_MAD 161 kV LN: SPA.15.NEWMAD-SIKES.","Contingent: LN ESEX - W_NEWMAD 345 kV LN: AECI.AECI.WNMAD_ESEX",null,"10/31/2014 11:59:40 PM -05:00"]
[2656,"TMP102_2656","TVA","CFG","LN NEW_MAD - SKST 161 kV LN: SPA.15.NEWMAD-SIKES.  ftlo  LN W_NEWMAD - ESEX 345 kV LN: AECI.AECI.WNMAD_ESEX",236,236,"Monitored: LN NEW_MAD - SKST 161 kV LN: SPA.15.NEWMAD-SIKES.","Contingent: LN W_NEWMAD - ESEX 345 kV LN: AECI.AECI.WNMAD_ESEX",null,"10/31/2014 11:59:40 PM -05:00"]
[6257,"TEMP96_6257","MISO","RCF","LN OZRK_B - OMAHA 161 kV LN: EDE.44.OZRK_B-OMAHA_  ftlo  LN EUREKASP - OSAGE_1 161 kV LN: CSWS.12.EUREKA_OSAGE",167,167,"Monitored: LN OZRK_B - OMAHA 161 kV LN: EDE.44.OZRK_B-OMAHA_","Contingent: LN EUREKASP - OSAGE_1 161 kV LN: CSWS.12.EUREKA_OSAGE","8/20/2014 4:33:52 PM -05:00","10/31/2014 11:59:40 PM -05:00"]
[6723,"TEMP98_6723","MISO","RCF","LN BULL_SHL - MIDWA2 161 kV LN: SPA.15.BUL_SH-MIDWA2  ftlo  LN NORFORK - BUFRDTP5 161 kV LN: SPA.15.7332.A",162,162,"Monitored: LN BULL_SHL - MIDWA2 161 kV LN: SPA.15.BUL_SH-MIDWA2","Contingent: LN NORFORK - BUFRDTP5 161 kV LN: SPA.15.7332.A","8/20/2014 4:33:54 PM -05:00","10/31/2014 11:59:40 PM -05:00"]
[6783,"TMP112_6783","MISO","RCF","LN FREPT5 - TWKLTN 230 kV LN: EES.MPL.ROBNVL_FREPT  ftlo  LN FREPT5 - HORNLK 230 kV LN: EES.MPL.HORNLK_FREPT",462,462,"Monitored: LN FREPT5 - TWKLTN 230 kV LN: EES.MPL.ROBNVL_FREPT","Contingent: LN FREPT5 - HORNLK 230 kV LN: EES.MPL.HORNLK_FREPT",null,"10/31/2014 11:59:40 PM -05:00"]
[6803,"TEMP97_6803","MISO","RCF","LN WALLACE3 - IPMANS 138 kV LN: CLEC.2.MANSF_CLECO_1  ftlo  XF DOLET - DOLET 230 kV XF: CLEC.2.DOLET.5092.AA",188,188,"Monitored: LN WALLACE3 - IPMANS 138 kV LN: CLEC.2.MANSF_CLECO_1","Contingent: XF DOLET - DOLET 230 kV XF: CLEC.2.DOLET.5092.AA","8/20/2014 4:33:53 PM -05:00","10/31/2014 11:59:40 PM -05:00"]
[6813,"TEMP99_6813","MISO","RCF","LN BULL_SHL - MIDWA2 161 kV LN: SPA.15.BUL_SH-MIDWA2  ftlo  LN HOLBOT - KEO 500 kV LN: EES.APL.HOLBOT_KEO__",162,162,"Monitored: LN BULL_SHL - MIDWA2 161 kV LN: SPA.15.BUL_SH-MIDWA2","Contingent: LN HOLBOT - KEO 500 kV LN: EES.APL.HOLBOT_KEO__","8/20/2014 4:33:55 PM -05:00","10/31/2014 11:59:40 PM -05:00"]
[3008,"TMP138_3008","MISO","RCF","LN MOB - OVER 161 kV LN: AMRN.AMMO.OVRT-MOB-1  ftlo  LN TH_HILL - MCC2 345 kV LN: AECI.AECI.TH_HIL-MCC",263,290,"Monitored: LN MOB - OVER 161 kV LN: AMRN.AMMO.OVRT-MOB-1","Contingent: LN TH_HILL - MCC2 345 kV LN: AECI.AECI.TH_HIL-MCC","9/30/2014 7:24:59 PM -05:00","10/31/2014 11:59:41 PM -05:00"]
[20480,"TEMP72_20480","SWPP","INT","LN SWLA - FAIRGNDS 115 kV LN: WR.1.FAIRGN_SWLA.1  ftlo  LN FAIRGNDS - BISM 115 kV LN: WR.1.FAIRGN_BISM.1",86,92,"Monitored: LN SWLA - FAIRGNDS 115 kV LN: WR.1.FAIRGN_SWLA.1","Contingent: LN FAIRGNDS - BISM 115 kV LN: WR.1.FAIRGN_BISM.1","8/19/2014 11:49:19 AM -05:00","11/3/2014 11:09:17 AM -06:00"]
[20411,"TEMP05_20411","SWPP","INT","LN BELL - KSC03 69 kV  ftlo LN SUMNER - OXFO 138 kV",37,37,"LN BELL - KSC03 69 kV","LN SUMNER - OXFO 138 kV","7/1/2014 1:37:28 PM -05:00","12/19/2014 10:15:08 AM -06:00"]
[20418,"TEMP03_20418","SWPP","INT","LN BONANZA - HACKETT 161 kV  ftlo LN BONTP - BEVYTAP5 161 kV",158,212,"LN BONANZA - HACKETT 161 kV","LN BONTP - BEVYTAP5 161 kV","7/5/2014 12:14:23 AM -05:00","12/19/2014 10:15:08 AM -06:00"]
[20568,"TEMP02_20568","SWPP","INT","LN SIDNEY - COLTON 115 kV  ftlo LN SIDNEYM - KEYSTONE 345 kV",109,109,"LN SIDNEY - COLTON 115 kV","LN SIDNEYM - KEYSTONE 345 kV","10/6/2014 11:10:29 AM -05:00","12/19/2014 10:15:08 AM -06:00"]
[20308,"TEMP35_20308","SWPP","INT","LN LAKERDGE - HOOV 138 kV  ftlo LN GORD - 45TH_ST 138 kV",369,382,"LN LAKERDGE - HOOV 138 kV","LN GORD - 45TH_ST 138 kV","5/20/2014 4:16:56 PM -05:00","12/19/2014 10:15:09 AM -06:00"]
[20310,"TEMP42_20310","SWPP","INT","LN 17TH_JCT - RIVE 69 kV  ftlo LN GORD - LAKERDGE 138 kV",52,61,"LN 17TH_JCT - RIVE 69 kV","LN GORD - LAKERDGE 138 kV","5/20/2014 5:05:59 PM -05:00","12/19/2014 10:15:09 AM -06:00"]
[20312,"TEMP44_20312","SWPP","INT","LN BENW - HALS 138 kV  ftlo XF RENO 1 kV - 345 kV",124,143,"LN BENW - HALS 138 kV","XF RENO 1 kV - 345 kV","5/20/2014 5:06:00 PM -05:00","12/19/2014 10:15:09 AM -06:00"]
[20354,"TEMP33_20354","SWPP","INT","LN SUNCIT1 - MED-LD1 115 kV  ftlo LN JUD-LR1 - CRKCREEK 115 kV",159,159.30000305175801,"LN SUNCIT1 - MED-LD1 115 kV","LN JUD-LR1 - CRKCREEK 115 kV","6/5/2014 5:50:56 AM -05:00","12/19/2014 10:15:09 AM -06:00"]
[20449,"TEMP49_20449","SWPP","INT","LN ROSE - STEA 138 kV  ftlo LN ROSE - WEAV 138 kV",287,287,"LN ROSE - STEA 138 kV","LN ROSE - WEAV 138 kV","7/27/2014 6:42:05 PM -05:00","12/19/2014 10:15:10 AM -06:00"]
[20460,"TEMP56_20460","SWPP","INT","LN RENFROW7 - RENFROWF 138 kV  ftlo LN VIOLA7 - WICH 345 kV",165,179,"LN RENFROW7 - RENFROWF 138 kV","LN VIOLA7 - WICH 345 kV","8/1/2014 1:33:40 PM -05:00","12/19/2014 10:15:10 AM -06:00"]
[20464,"TEMP60_20464","SWPP","INT","LN DRAPR1 - MDWST 138 kV  ftlo LN DRAPR1 - GM2 138 kV",478,478,"LN DRAPR1 - MDWST 138 kV","LN DRAPR1 - GM2 138 kV","8/7/2014 12:33:41 PM -05:00","12/19/2014 10:15:10 AM -06:00"]
[20465,"TEMP59_20465","SWPP","INT","LN RENFROW7 - RENFROWF 138 kV  ftlo LN FINNEY1 - HITCH 345 kV",179,179,"LN RENFROW7 - RENFROWF 138 kV","LN FINNEY1 - HITCH 345 kV","8/7/2014 12:46:44 PM -05:00","12/19/2014 10:15:10 AM -06:00"]
[20466,"TEMP63_20466","SWPP","INT","LN MSTNG - DENVER_C 115 kV  ftlo LN MSTNG - DENVER_C 115 kV",309,343,"LN MSTNG - DENVER_C 115 kV","LN MSTNG - DENVER_C 115 kV","8/7/2014 1:26:44 PM -05:00","12/19/2014 10:15:10 AM -06:00"]
[20467,"TEMP64_20467","SWPP","INT","LN 59TH - MURR 138 kV  ftlo LN GORD - 45TH_ST 138 kV",191,210,"LN 59TH - MURR 138 kV","LN GORD - 45TH_ST 138 kV","8/7/2014 3:38:46 PM -05:00","12/19/2014 10:15:10 AM -06:00"]
[20483,"TEMP73_20483","SWPP","RCF","LN RAUN - TEKAMHO 161 kV  ftlo LN RAUN - HOSKINS 345 kV",217,217,"LN RAUN - TEKAMHO 161 kV","LN RAUN - HOSKINS 345 kV","8/19/2014 3:19:21 PM -05:00","12/19/2014 10:15:10 AM -06:00"]
[20370,"TEMP83_20370","SWPP","INT","LN FARB - KSC10 138 kV  ftlo LN ROSE - SONR1 345 kV",160,160,"LN FARB - KSC10 138 kV","LN ROSE - SONR1 345 kV","6/12/2014 3:22:56 PM -05:00","12/19/2014 10:15:11 AM -06:00"]
[20484,"TEMP74_20484","SWPP","INT","LN HUNT_WR - HEC 115 kV  ftlo LN CIRC - HEC 115 kV",68,68,"LN HUNT_WR - HEC 115 kV","LN CIRC - HEC 115 kV","8/25/2014 3:32:04 PM -05:00","12/19/2014 10:15:11 AM -06:00"]
[20486,"TEMP80_20486","SWPP","INT","LN VERD_TAP - AMC_TAP 138 kV  ftlo LN NE_GAS - OWASSO 138 kV",136,169,"LN VERD_TAP - AMC_TAP 138 kV","LN NE_GAS - OWASSO 138 kV","8/27/2014 10:27:37 AM -05:00","12/19/2014 10:15:11 AM -06:00"]
[20498,"TMP103_20498","SWPP","INT","LN MORR - UNRIDGE 230 kV  ftlo LN JEFF - SUMM 345 kV",363,363,"LN MORR - UNRIDGE 230 kV","LN JEFF - SUMM 345 kV","9/1/2014 11:41:48 AM -05:00","12/19/2014 10:15:12 AM -06:00"]
[20509,"TMP106_20509","SWPP","INT","LN BUSHLAND - HILLSIDE 115 kV  ftlo LN BUSHLAND - POTTER_S 230 kV",165,177,"LN BUSHLAND - HILLSIDE 115 kV","LN BUSHLAND - POTTER_S 230 kV","9/4/2014 9:36:45 AM -05:00","12/19/2014 10:15:12 AM -06:00"]
[20511,"TMP108_20511","SWPP","INT","LN BLUESTEM - BART_COM 138 kV  ftlo LN BART_SE - BART_COM 138 kV",131,131,"LN BLUESTEM - BART_COM 138 kV","LN BART_SE - BART_COM 138 kV","9/4/2014 7:45:44 PM -05:00","12/19/2014 10:15:12 AM -06:00"]
[20515,"TMP110_20515","SWPP","INT","LN SLVRL - DVISN 138 kV  ftlo LN SKYLN - MEMRL 138 kV",347,375,"LN SLVRL - DVISN 138 kV","LN SKYLN - MEMRL 138 kV",null,"12/19/2014 10:15:12 AM -06:00"]
[20670,"TMP101_20670","SWPP","INT","LN SWIS - W_GARDNR 345 kV  ftlo LN HOYT - STRA 345 kV",717,717,"LN SWIS - W_GARDNR 345 kV","LN HOYT - STRA 345 kV","11/26/2014 10:54:24 AM -06:00","12/19/2014 10:15:12 AM -06:00"]
[20516,"TMP111_20516","SWPP","INT","LN PRALEE - BLSPS 161 kV  ftlo LN ST_JOE - HAWTHORN 345 kV",327,334,"LN PRALEE - BLSPS 161 kV","LN ST_JOE - HAWTHORN 345 kV",null,"12/19/2014 10:15:13 AM -06:00"]
[20519,"TMP113_20519","SWPP","INT","XF CIMARRON 138 kV - 345 kV  ftlo XF CIMARRON 138 kV - 345 kV",493,493,"XF CIMARRON 138 kV - 345 kV","XF CIMARRON 138 kV - 345 kV","9/9/2014 4:02:12 PM -05:00","12/19/2014 10:15:13 AM -06:00"]
[20522,"TMP116_20522","SWPP","INT","LN CIMARRON - HAYMAKR4 138 kV  ftlo LN CIMARRON - DRAPR1 345 kV",347,375,"LN CIMARRON - HAYMAKR4 138 kV","LN CIMARRON - DRAPR1 345 kV","9/11/2014 11:08:02 AM -05:00","12/19/2014 10:15:13 AM -06:00"]
[20526,"TMP120_20526","SWPP","INT","LN DEWEY1 - TALOGA1 138 kV  ftlo XF WDWRD1 69 kV - 138 kV",132,165,"LN DEWEY1 - TALOGA1 138 kV","XF WDWRD1 69 kV - 138 kV","9/15/2014 12:59:44 PM -05:00","12/19/2014 10:15:13 AM -06:00"]
[20674,"TMP112_20674","SWPP","INT","LN LAWH - MOCK 115 kV  ftlo LN BISM - FAIRGNDS 115 kV",92,92,"LN LAWH - MOCK 115 kV","LN BISM - FAIRGNDS 115 kV","12/1/2014 4:46:40 PM -06:00","12/19/2014 10:15:13 AM -06:00"]
[20527,"TMP121_20527","SWPP","INT","LN DVISN - MSTNG1 138 kV  ftlo LN WSTRN - DGLTP 138 kV",237,287,"LN DVISN - MSTNG1 138 kV","LN WSTRN - DGLTP 138 kV","9/15/2014 2:37:50 PM -05:00","12/19/2014 10:15:14 AM -06:00"]
[20528,"TMP122_20528","SWPP","INT","LN SLVRL - DVISN 138 kV  ftlo LN CIMARRON - HAYMAKR4 138 kV",347,375,"LN SLVRL - DVISN 138 kV","LN CIMARRON - HAYMAKR4 138 kV","9/15/2014 2:37:51 PM -05:00","12/19/2014 10:15:14 AM -06:00"]
[20531,"TMP124_20531","SWPP","INT","LN DENVER_C - SAN_AND1 115 kV  ftlo LN MSTNG - SEMIN 230 kV",177,177,"LN DENVER_C - SAN_AND1 115 kV","LN MSTNG - SEMIN 230 kV","9/17/2014 2:17:49 PM -05:00","12/19/2014 10:15:14 AM -06:00"]
[20532,"TMP125_20532","SWPP","INT","LN ROSE - ELPA 138 kV  ftlo LN ROSE - WEAV 138 kV",351,382,"LN ROSE - ELPA 138 kV","LN ROSE - WEAV 138 kV","9/17/2014 3:09:50 PM -05:00","12/19/2014 10:15:14 AM -06:00"]
[20537,"TMP129_20537","SWPP","INT","LN MONTROSE - ARCHIE 161 kV  ftlo LN MONTROSE - KCSOUTH5 161 kV",245,245,"LN MONTROSE - ARCHIE 161 kV","LN MONTROSE - KCSOUTH5 161 kV","9/20/2014 8:14:13 AM -05:00","12/19/2014 10:15:15 AM -06:00"]
[20539,"TMP130_20539","SWPP","RCF","LN MRYVL_SJ - MARYVIL 161 kV  ftlo LN ST_JOE - HAWTHORN 345 kV",229,229,"LN MRYVL_SJ - MARYVIL 161 kV","LN ST_JOE - HAWTHORN 345 kV","9/21/2014 11:39:14 AM -05:00","12/19/2014 10:15:15 AM -06:00"]
[20548,"TMP134_20548","SWPP","INT","LN BENT - CHIS 138 kV  ftlo LN STEA - BOEI 138 kV",239,239,"LN BENT - CHIS 138 kV","LN STEA - BOEI 138 kV","9/26/2014 11:19:26 AM -05:00","12/19/2014 10:15:15 AM -06:00"]
[20549,"TMP135_20549","SWPP","INT","LN EXIDJ - PHLP 115 kV  ftlo LN WJC - FTJU 115 kV",157,187,"LN EXIDJ - PHLP 115 kV","LN WJC - FTJU 115 kV","9/26/2014 2:57:28 PM -05:00","12/19/2014 10:15:15 AM -06:00"]
[20552,"TMP136_20552","SWPP","INT","LN SW51 - CLASN 138 kV  ftlo LN MSTNG1 - CUNCL 138 kV",191,191,"LN SW51 - CLASN 138 kV","LN MSTNG1 - CUNCL 138 kV","9/29/2014 1:53:33 PM -05:00","12/19/2014 10:15:15 AM -06:00"]
[20555,"TMP137_20555","SWPP","INT","LN HEREFORD - FRIONA_R 115 kV  ftlo LN TOLKSUB - ROOSEVE2 230 kV",106,106,"LN HEREFORD - FRIONA_R 115 kV","LN TOLKSUB - ROOSEVE2 230 kV","9/30/2014 4:52:58 PM -05:00","12/19/2014 10:15:15 AM -06:00"]
[20557,"TMP139_20557","SWPP","INT","XF SWSHREV 138 kV - 345 kV  ftlo XF SWSHREV 1 kV - 345 kV",675,743,"XF SWSHREV 138 kV - 345 kV","XF SWSHREV 1 kV - 345 kV","10/1/2014 4:25:56 PM -05:00","12/19/2014 10:15:16 AM -06:00"]
[20564,"TMP141_20564","SWPP","INT","LN HEREFORD - FRIONA_R 115 kV  ftlo LN TOLKSUB - ROOSEVE2 230 kV",106,106,"LN HEREFORD - FRIONA_R 115 kV","LN TOLKSUB - ROOSEVE2 230 kV","10/2/2014 3:55:04 PM -05:00","12/19/2014 10:15:16 AM -06:00"]
[6164,"TEMP90_6164","WAPA","CFG","LN PLYMOTH - SIOUXCY 161 kV  ftlo LN RAUN - SIOUXCY 345 kV",9999,9999,"LN PLYMOTH - SIOUXCY 161 kV","LN RAUN - SIOUXCY 345 kV","9/2/2014 5:53:05 PM -05:00","1/6/2015 3:57:07 AM -06:00"]
[5563,"TEMP95_5563","SWPP","INT","LN WDWRD1 - FPLSWTCH 138 kV  ftlo LN TATONGA - NOWST1 345 kV",171,185,"LN WDWRD1 - FPLSWTCH 138 kV","LN TATONGA - NOWST1 345 kV","1/6/2015 3:31:07 AM -06:00","1/6/2015 4:18:06 AM -06:00"]
[20759,"TMP169_20759","MISO","RCF","LN PAT_WX - FULTON_C 115 kV  ftlo LN WELSH - LYDIA 345 kV",159,159,"LN PAT_WX - FULTON_C 115 kV","LN WELSH - LYDIA 345 kV","2/21/2015 9:11:38 PM -06:00","2/26/2015 10:19:28 AM -06:00"]
[20578,"TEMP26_20578","MISO_S","RCF","LN CHETAX - HSVILG 115 kV  ftlo LN ARK_NU - FTSMTH 500 kV",106,106,"LN CHETAX - HSVILG 115 kV","LN ARK_NU - FTSMTH 500 kV","10/9/2014 10:32:13 AM -05:00","3/31/2015 11:58:41 PM -05:00"]
[20731,"TMP163_20731","MISO_S","RCF","XF PLS_HL 500/161 kV  ftlo LN ARK_NU - RUSL_N 161 kV",600,600,"XF PLS_HL 500/161 kV","LN ARK_NU - RUSL_N 161 kV","2/21/2015 9:11:38 PM -06:00","3/31/2015 11:58:41 PM -05:00"]
[20732,"TMP164_20732","MISO_S","RCF","XF PLS_HL 500/161 kV  ftlo LN LYDIA - VALLIANT 345 kV",600,600,"XF PLS_HL 500/161 kV","LN LYDIA - VALLIANT 345 kV",null,"3/31/2015 11:58:41 PM -05:00"]
[20734,"TMP165_20734","MISO_S","RCF","XF RINGOL 138/115 kV  ftlo LN LONGWOO - SAREPT 345 kV",125,125,"XF RINGOL 138/115 kV","LN LONGWOO - SAREPT 345 kV","2/21/2015 9:11:38 PM -06:00","3/31/2015 11:58:41 PM -05:00"]
[20730,"TMP168_20730","MISO_S","RCF","XF PLS_HL 500/161 kV  ftlo LN ARK_NU - MORLND 161 kV",600,600,"XF PLS_HL 500/161 kV","LN ARK_NU - MORLND 161 kV","2/21/2015 9:11:38 PM -06:00","3/31/2015 11:58:42 PM -05:00"]
[20742,"TMP170_20742","MISO_S","RCF","LN SAREPT - HAYNES 115 kV  ftlo LN SAREPT - EL_EHV 345 kV",115,115,"LN SAREPT - HAYNES 115 kV","LN SAREPT - EL_EHV 345 kV","2/21/2015 9:11:39 PM -06:00","3/31/2015 11:58:42 PM -05:00"]
[20745,"TMP167_20745","MISO","RCF",null,115,115,"LN VIENNA - TRUSSL 115 kV",null,"2/21/2015 9:11:38 PM -06:00","3/31/2015 11:58:42 PM -05:00"]
[20353,"TEMP47_20353","SWPP","INT","LN MONTROSE - ARCHIE 161 kV  ftlo LN MONTROSE - CLINTON 161 kV",234,234,"LN MONTROSE - ARCHIE 161 kV","LN MONTROSE - CLINTON 161 kV","6/4/2014 4:57:01 PM -05:00","4/22/2015 3:20:02 PM -05:00"]
[20422,"TEMP01_20422","SWPP","INT","LN PRALEE - BLSPS 161 kV  ftlo LN PHILL - SIBLEY 345 kV",278,302,"LN PRALEE - BLSPS 161 kV","LN PHILL - SIBLEY 345 kV","7/7/2014 3:22:34 PM -05:00","4/22/2015 3:20:02 PM -05:00"]
[20425,"TEMP04_20425","SWPP","INT","LN WEAV - KBU11 138 kV  ftlo LN ROSE - ELPA 138 kV",143,143,"LN WEAV - KBU11 138 kV","LN ROSE - ELPA 138 kV","7/15/2014 11:17:55 AM -05:00","4/22/2015 3:20:02 PM -05:00"]
[20703,"TEMP02_20703","SWPP","INT","LN LEC - MIDJ 115 kV  ftlo LN LAWH - MIDJ 230 kV",127,151,"LN LEC - MIDJ 115 kV","LN LAWH - MIDJ 230 kV","1/5/2015 10:48:48 AM -06:00","4/22/2015 3:20:02 PM -05:00"]
[20710,"TEMP03_20710","SWPP","INT","LN RDST2 - JSTREET5 161 kV  ftlo LN FTSMTH - QANXT 161 kV",223,223,"LN RDST2 - JSTREET5 161 kV","LN FTSMTH - QANXT 161 kV","1/11/2015 12:49:32 PM -06:00","4/22/2015 3:20:02 PM -05:00"]
[19780,"TEMP82_19780","SWPP","INT",null,103,103,"LN LIBERAL_ - TEXAS_CO 115 kV",null,null,"4/22/2015 3:20:03 PM -05:00"]
[20372,"TEMP87_20372","SWPP","INT","LN SHOOTSTR - GRNBUR1 115 kV  ftlo LN RENO - WICH 345 kV",120,148,"LN SHOOTSTR - GRNBUR1 115 kV","LN RENO - WICH 345 kV","6/16/2014 12:32:52 AM -05:00","4/22/2015 3:20:03 PM -05:00"]
[20459,"TEMP53_20459","SWPP","INT","LN HOYT - HOYTJ_SO 115 kV  ftlo LN HOYT - STRA 345 kV",179,179,"LN HOYT - HOYTJ_SO 115 kV","LN HOYT - STRA 345 kV","7/31/2014 5:05:37 PM -05:00","4/22/2015 3:20:03 PM -05:00"]
[20461,"TEMP57_20461","SWPP","INT","LN GRDA17 - CLARMR4 161 kV  ftlo LN GRDA17 - TULSA_NO 345 kV",223,223,"LN GRDA17 - CLARMR4 161 kV","LN GRDA17 - TULSA_NO 345 kV","8/2/2014 4:57:15 PM -05:00","4/22/2015 3:20:03 PM -05:00"]
[20493,"TEMP85_20493","SWPP","INT","LN ONETA - BA_NORTH 138 kV  ftlo XF TULSA_NO 345/138 kV",212,212,"LN ONETA - BA_NORTH 138 kV","XF TULSA_NO 345/138 kV","8/27/2014 1:55:35 PM -05:00","4/22/2015 3:20:03 PM -05:00"]
[20494,"TEMP86_20494","SWPP","INT","LN ROSE - STEA 138 kV  ftlo LN ROSE - ELPA 138 kV",287,287,"LN ROSE - STEA 138 kV","LN ROSE - ELPA 138 kV","8/27/2014 2:22:55 PM -05:00","4/22/2015 3:20:03 PM -05:00"]
[20598,"TEMP50_20598","SWPP","INT","LN G_GENT1 - N_PLT1 230 kV  ftlo LN G_GENT1 - REDWLO1 345 kV",452,497,"LN G_GENT1 - N_PLT1 230 kV","LN G_GENT1 - REDWLO1 345 kV","10/20/2014 9:57:07 AM -05:00","4/22/2015 3:20:03 PM -05:00"]
[20605,"TEMP61_20605","SWPP","INT","LN HOBART_J - CRNGIE_S 138 kV  ftlo LN SWEETWT6 - WHEELER 230 kV",136,136,"LN HOBART_J - CRNGIE_S 138 kV","LN SWEETWT6 - WHEELER 230 kV","10/26/2014 2:39:53 PM -05:00","4/22/2015 3:20:03 PM -05:00"]
[20607,"TEMP51_20607","SWPP","INT","LN TOLKSUB - YOAKUM 230 kV  ftlo LN TOLKSUB - EDDY_CO 345 kV",319,351,"LN TOLKSUB - YOAKUM 230 kV","LN TOLKSUB - EDDY_CO 345 kV","10/28/2014 4:30:28 PM -05:00","4/22/2015 3:20:03 PM -05:00"]
[20636,"TEMP54_20636","SWPP","INT","LN BENT - CHIS 138 kV  ftlo XF GORD 345/138 kV",239,239,"LN BENT - CHIS 138 kV","XF GORD 345/138 kV","11/13/2014 12:18:01 PM -06:00","4/22/2015 3:20:03 PM -05:00"]
[20651,"TEMP79_20651","SWPP","INT","LN TUCO - LUBBOCKE 115 kV  ftlo LN TUCO - JONESSUB 230 kV",159,160,"LN TUCO - LUBBOCKE 115 kV","LN TUCO - JONESSUB 230 kV","11/17/2014 3:48:20 PM -06:00","4/22/2015 3:20:03 PM -05:00"]
[20652,"TEMP96_20652","SWPP","INT","XF CARLISLE 230/115 kV  ftlo LN TUCO - STANTON 115 kV",168,168,"XF CARLISLE 230/115 kV","LN TUCO - STANTON 115 kV","11/17/2014 10:01:12 PM -06:00","4/22/2015 3:20:03 PM -05:00"]
[20656,"TEMP98_20656","SWPP","INT","XF WOLF 345/69 kV  ftlo XF MARM 161/69 kV",100,110,"XF WOLF 345/69 kV","XF MARM 161/69 kV","11/19/2014 4:55:42 PM -06:00","4/22/2015 3:20:03 PM -05:00"]
[20657,"TEMP97_20657","SWPP","INT","XF MARM 161/69 kV  ftlo XF WOLF 345/69 kV",94,110,"XF MARM 161/69 kV","XF WOLF 345/69 kV","11/19/2014 4:55:42 PM -06:00","4/22/2015 3:20:03 PM -05:00"]
[20665,"TEMP99_20665","SWPP","INT","XF CUNNSUB 230/115 kV  ftlo LN CUNNSUB - HOBBS 230 kV",168,168,"XF CUNNSUB 230/115 kV","LN CUNNSUB - HOBBS 230 kV","11/22/2014 3:45:54 PM -06:00","4/22/2015 3:20:03 PM -05:00"]
[20747,"TEMP49_20747","SWPP","INT","XF BUSHLAND 230/115 kV  ftlo LN BUSHLAND - POTTER_S 230 kV",287,168,"XF BUSHLAND 230/115 kV","LN BUSHLAND - POTTER_S 230 kV","1/29/2015 11:14:16 AM -06:00","4/22/2015 3:20:03 PM -05:00"]
[20777,"TEMP90_20777","SWPP","INT","LN SHAYS - MULGRE2 230 kV  ftlo LN REDWLO1 - MINGO1 345 kV",297,297,"LN SHAYS - MULGRE2 230 kV","LN REDWLO1 - MINGO1 345 kV","2/22/2015 1:10:53 PM -06:00","4/22/2015 3:20:03 PM -05:00"]
[20779,"TEMP80_20779","SWPP","INT","LN SKST - IDALIA 161 kV  ftlo LN W_NEWMAD - ESEX 345 kV",223,223,"LN SKST - IDALIA 161 kV","LN W_NEWMAD - ESEX 345 kV","2/23/2015 8:17:40 AM -06:00","4/22/2015 3:20:03 PM -05:00"]
[20780,"TEMP95_20780","SWPP","INT","LN ASB3491 - PUR421 161 kV  ftlo LN ASB3491 - CJ366 161 kV",223,223,"LN ASB3491 - PUR421 161 kV","LN ASB3491 - CJ366 161 kV","2/23/2015 11:54:08 AM -06:00","4/22/2015 3:20:03 PM -05:00"]
[20518,"TMP115_20518","SWPP","INT","LN SUNCIT1 - MED-LD1 115 kV  ftlo LN NFTDODG3 - SPERVI1 115 kV",150,150,"LN SUNCIT1 - MED-LD1 115 kV","LN NFTDODG3 - SPERVI1 115 kV","9/9/2014 3:28:10 PM -05:00","4/22/2015 3:20:04 PM -05:00"]
[20520,"TMP114_20520","SWPP","INT","LN SUNSTCN5 - RSKERR1 161 kV  ftlo LN AES5 - BONTP 161 kV",223,223,"LN SUNSTCN5 - RSKERR1 161 kV","LN AES5 - BONTP 161 kV","9/10/2014 3:11:25 PM -05:00","4/22/2015 3:20:04 PM -05:00"]
[20523,"TMP117_20523","SWPP","RCF","LN NEBRCTY - SUB3456 345 kV  ftlo LN NEBRCTY - 103_ROKE 345 kV",956,956,"LN NEBRCTY - SUB3456 345 kV","LN NEBRCTY - 103_ROKE 345 kV","9/11/2014 3:45:29 PM -05:00","4/22/2015 3:20:04 PM -05:00"]
[20524,"TMP118_20524","SWPP","INT","LN WDWRD1 - FPLSWTCH 138 kV  ftlo LN DEWEY1 - TALOGA1 138 kV",133,153,"LN WDWRD1 - FPLSWTCH 138 kV","LN DEWEY1 - TALOGA1 138 kV","9/12/2014 10:44:01 AM -05:00","4/22/2015 3:20:04 PM -05:00"]
[20525,"TMP119_20525","SWPP","INT","XF TARBY1 161/69 kV  ftlo LN AES5 - BONTP 161 kV",123,134,"XF TARBY1 161/69 kV","LN AES5 - BONTP 161 kV","9/15/2014 9:55:51 AM -05:00","4/22/2015 3:20:04 PM -05:00"]
[20536,"TMP127_20536","SWPP","INT","LN SEWARD3 - ST-JOHN 115 kV  ftlo LN FINNEY1 - HITCH 345 kV",111,111,"LN SEWARD3 - ST-JOHN 115 kV","LN FINNEY1 - HITCH 345 kV","9/19/2014 12:34:48 PM -05:00","4/22/2015 3:20:04 PM -05:00"]
[20546,"TMP132_20546","SWPP","INT","XF FTSMTH 500/161 kV  ftlo XF FTSMTH 500/345 kV",493,493,"XF FTSMTH 500/161 kV","XF FTSMTH 500/345 kV","9/25/2014 11:12:26 AM -05:00","4/22/2015 3:20:04 PM -05:00"]
[20617,"TMP131_20617","SWPP","INT","LN DIANA - NGPL 138 kV  ftlo LN DIANA - SPRINGHI 138 kV",258,258,"LN DIANA - NGPL 138 kV","LN DIANA - SPRINGHI 138 kV","10/31/2014 1:54:38 AM -05:00","4/22/2015 3:20:04 PM -05:00"]
[20668,"TMP100_20668","SWPP","INT","LN YOAKUM - WILLARD_ 115 kV  ftlo LN YOAKUM - MSTNG 230 kV",159,160,"LN YOAKUM - WILLARD_ 115 kV","LN YOAKUM - MSTNG 230 kV","11/24/2014 10:11:44 AM -06:00","4/22/2015 3:20:04 PM -05:00"]
[20788,"TMP106_20788","SWPP","INT","LN VERD_TAP - AMC_TAP 138 kV  ftlo LN NE_GAS - OWASSO 138 kV",136,136,"LN VERD_TAP - AMC_TAP 138 kV","LN NE_GAS - OWASSO 138 kV","2/25/2015 10:07:47 AM -06:00","4/22/2015 3:20:04 PM -05:00"]
[20790,"TMP124_20790","SWPP","INT","LN SWIS - W_GARDNR 345 kV  ftlo LN WAVERLY7 - LACYGNE 345 kV",717,717,"LN SWIS - W_GARDNR 345 kV","LN WAVERLY7 - LACYGNE 345 kV","2/26/2015 10:19:27 AM -06:00","4/22/2015 3:20:04 PM -05:00"]
[20791,"TMP111_20791","SWPP","INT","LN PENN1 - SNTFE 138 kV  ftlo LN MCCLAI - PLVAL 138 kV",191,191,"LN PENN1 - SNTFE 138 kV","LN MCCLAI - PLVAL 138 kV","2/26/2015 2:14:20 PM -06:00","4/22/2015 3:20:04 PM -05:00"]
[20799,"TMP108_20799","SWPP","INT","LN HASTING_ - PAULINE 115 kV  ftlo LN SWEETW4 - AXTELL1 345 kV",115,126,"LN HASTING_ - PAULINE 115 kV","LN SWEETW4 - AXTELL1 345 kV","2/27/2015 9:54:33 PM -06:00","4/22/2015 3:20:04 PM -05:00"]
[20804,"TMP113_20804","SWPP","INT","LN WDWRD1 - FPLSWTCH 138 kV  ftlo LN THISTLE7 - WICH 345 kV",133,153,"LN WDWRD1 - FPLSWTCH 138 kV","LN THISTLE7 - WICH 345 kV","3/2/2015 9:54:43 PM -06:00","4/22/2015 3:20:04 PM -05:00"]
[20812,"TMP112_20812","SWPP","INT","LN LBRTYST5 - MOCTYKCP 161 kV  ftlo LN ST_JOE - NASHUA 345 kV",187,212,"LN LBRTYST5 - MOCTYKCP 161 kV","LN ST_JOE - NASHUA 345 kV","3/5/2015 7:09:18 AM -06:00","4/22/2015 3:20:04 PM -05:00"]
[20820,"TMP116_20820","SWPP","INT","LN BEATRICE - HARBINE 115 kV  ftlo LN G_GENT1 - REDWLO1 345 kV",99,109,"LN BEATRICE - HARBINE 115 kV","LN G_GENT1 - REDWLO1 345 kV","3/9/2015 4:58:44 PM -05:00","4/22/2015 3:20:04 PM -05:00"]
[20373,"TMP175_20373","MISO","RCF","LN BULL_SHL - MIDWA2 161 kV  ftlo XF CLK 161/138 kV",167,167,"LN BULL_SHL - MIDWA2 161 kV","XF CLK 161/138 kV","4/10/2015 6:06:20 PM -05:00","4/30/2015 11:03:58 PM -05:00"]
[20704,"TEMP59_20704","WAPA","RCF","LN GAVINS - HARTNGTN 115 kV  ftlo LN GAVINS - YKNTJCT 115 kV",132,132,"LN GAVINS - HARTNGTN 115 kV","LN GAVINS - YKNTJCT 115 kV","1/6/2015 7:48:07 PM -06:00","4/30/2015 11:03:58 PM -05:00"]
[20705,"TEMP60_20705","WAPA","RCF","LN GAVINS - YKNTJCT 115 kV  ftlo LN GAVINS - HARTNGTN 115 kV",132,132,"LN GAVINS - YKNTJCT 115 kV","LN GAVINS - HARTNGTN 115 kV","1/6/2015 7:48:07 PM -06:00","4/30/2015 11:03:58 PM -05:00"]
[20789,"TMP129_20789","MISO_S","RCF","LN CHETAX - HSVILG 115 kV  ftlo LN RUSL_S - DARD_D 161 kV",106,106,"LN CHETAX - HSVILG 115 kV","LN RUSL_S - DARD_D 161 kV","2/25/2015 5:40:24 PM -06:00","4/30/2015 11:03:58 PM -05:00"]
[20374,"TMP176_20374","MISO","RCF","LN BULL_SHL - MIDWA2 161 kV  ftlo LN ST_FRAN - GRN_FRST 161 kV",167,167,"LN BULL_SHL - MIDWA2 161 kV","LN ST_FRAN - GRN_FRST 161 kV","4/10/2015 7:39:20 PM -05:00","4/30/2015 11:03:59 PM -05:00"]
[20821,"TMP202_20821","MISO","RCF","LN DARDNL - DARD_D 161 kV  ftlo LN FTSMTH - ARK_NU 500 kV",223,223,"LN DARDNL - DARD_D 161 kV","LN FTSMTH - ARK_NU 500 kV","3/12/2015 5:38:50 PM -05:00","4/30/2015 11:03:59 PM -05:00"]
[20704,"TEMP59_20704","WAPA","RCF","LN GAVINS - HARTNGTN 115 kV  ftlo LN GAVINS - YKNTJCT 115 kV",132,132,"LN GAVINS - HARTNGTN 115 kV","LN GAVINS - YKNTJCT 115 kV","1/6/2015 7:48:07 PM -06:00","5/5/2015 1:10:29 PM -05:00"]
[20705,"TEMP60_20705","WAPA","RCF","LN GAVINS - YKNTJCT 115 kV  ftlo LN GAVINS - HARTNGTN 115 kV",132,132,"LN GAVINS - YKNTJCT 115 kV","LN GAVINS - HARTNGTN 115 kV","1/6/2015 7:48:07 PM -06:00","5/5/2015 1:10:34 PM -05:00"]
[20789,"TMP129_20789","MISO_S","RCF","LN CHETAX - HSVILG 115 kV  ftlo LN RUSL_S - DARD_D 161 kV",106,106,"LN CHETAX - HSVILG 115 kV","LN RUSL_S - DARD_D 161 kV","2/25/2015 5:40:24 PM -06:00","5/5/2015 1:10:40 PM -05:00"]
[20373,"TMP175_20373","MISO","RCF","LN BULL_SHL - MIDWA2 161 kV  ftlo XF CLK 161/138 kV",167,167,"LN BULL_SHL - MIDWA2 161 kV","XF CLK 161/138 kV","4/10/2015 6:06:20 PM -05:00","5/5/2015 1:10:46 PM -05:00"]
[20374,"TMP176_20374","MISO","RCF","LN BULL_SHL - MIDWA2 161 kV  ftlo LN ST_FRAN - GRN_FRST 161 kV",167,167,"LN BULL_SHL - MIDWA2 161 kV","LN ST_FRAN - GRN_FRST 161 kV","4/10/2015 7:39:20 PM -05:00","5/5/2015 1:10:51 PM -05:00"]
[20821,"TMP202_20821","MISO","RCF","LN DARDNL - DARD_D 161 kV  ftlo LN ARK_NU - FTSMTH 500 kV",223,223,"LN DARDNL - DARD_D 161 kV","LN ARK_NU - FTSMTH 500 kV","3/12/2015 5:38:50 PM -05:00","5/5/2015 1:10:57 PM -05:00"]
[20912,"TEMP01_20912","MAPP","RCF","LN GAVINS - SPIRITM 115 kV  ftlo LN GAVINS - HARTNGTN 115 kV",120,128,"LN GAVINS - SPIRITM 115 kV","LN GAVINS - HARTNGTN 115 kV","4/24/2015 7:13:12 PM -05:00","5/31/2015 11:55:00 PM -05:00"]
[20913,"TEMP02_20913","MAPP","RCF","LN GAVINS - HARTNGTN 115 kV  ftlo LN GAVINS - SPIRITM 115 kV",132,132,"LN GAVINS - HARTNGTN 115 kV","LN GAVINS - SPIRITM 115 kV","4/24/2015 7:13:12 PM -05:00","5/31/2015 11:55:00 PM -05:00"]
[20339,"TEMP29_20339","MISO","RCF","LN PAT_WX - FULTON_C 115 kV  ftlo LN VALLIANT - LYDIA 345 kV",157,157,"LN PAT_WX - FULTON_C 115 kV","LN VALLIANT - LYDIA 345 kV","5/28/2014 8:55:48 AM -05:00","5/31/2015 11:55:01 PM -05:00"]
[20914,"TEMP03_20914","MAPP","RCF","LN GAVINS - YKNTJCT 115 kV  ftlo LN GAVINS - SPIRITM 115 kV",120,128,"LN GAVINS - YKNTJCT 115 kV","LN GAVINS - SPIRITM 115 kV","4/24/2015 7:13:12 PM -05:00","5/31/2015 11:55:01 PM -05:00"]
[20915,"TEMP04_20915","MAPP","RCF","LN GAVINS - SPIRITM 115 kV  ftlo LN GAVINS - YKNTJCT 115 kV",120,128,"LN GAVINS - SPIRITM 115 kV","LN GAVINS - YKNTJCT 115 kV","4/24/2015 7:13:12 PM -05:00","5/31/2015 11:55:01 PM -05:00"]
[6570,"TEMP59_6570","WAPA","RCF","LN GAVINS - HARTNGTN 115 kV  ftlo LN GAVINS - YKNTJCT 115 kV",132,132,"LN GAVINS - HARTNGTN 115 kV","LN GAVINS - YKNTJCT 115 kV","4/30/2015 11:03:57 PM -05:00","5/31/2015 11:55:01 PM -05:00"]
[20928,"TEMP80_20928","MISO","RCF","XF RAUN 345/161 kV  ftlo XF RAUN 345/1 kV",335,335,"XF RAUN 345/161 kV","XF RAUN 345/1 kV","5/1/2015 3:43:55 PM -05:00","5/31/2015 11:55:02 PM -05:00"]
[3050,"TEMP88_3050","WAPA","CFG","LN FRANKLN - HAMP_TP 161 kV  ftlo LN FRANKLN - BUTLER2 161 kV",9999,9999,"LN FRANKLN - HAMP_TP 161 kV","LN FRANKLN - BUTLER2 161 kV","9/2/2014 5:53:03 PM -05:00","5/31/2015 11:55:02 PM -05:00"]
[6090,"TEMP89_6090","WAPA","CFG","LN GRANITF - MINVALY 115 kV  ftlo LN LKFLNSP - FIELDON 345 kV",9999,9999,"LN GRANITF - MINVALY 115 kV","LN LKFLNSP - FIELDON 345 kV","9/2/2014 5:53:04 PM -05:00","5/31/2015 11:55:02 PM -05:00"]
[6523,"TEMP91_6523","WAPA","CFG","LN WHITE - BROOKNG 115 kV  ftlo LN WHITE - WATERTN 345 kV",9999,9999,"LN WHITE - BROOKNG 115 kV","LN WHITE - WATERTN 345 kV","9/2/2014 5:53:06 PM -05:00","5/31/2015 11:55:02 PM -05:00"]
[6569,"TEMP60_6569","WAPA","RCF","LN GAVINS - YKNTJCT 115 kV  ftlo LN GAVINS - HARTNGTN 115 kV",132,132,"LN GAVINS - YKNTJCT 115 kV","LN GAVINS - HARTNGTN 115 kV","4/30/2015 11:03:57 PM -05:00","5/31/2015 11:55:02 PM -05:00"]
[6547,"TEMP92_6547","WAPA","CFG","XF SPLIT_R 230/115 kV  ftlo LN SIOUXCY - SPLT_RT 345 kV",9999,9999,"XF SPLIT_R 230/115 kV","LN SIOUXCY - SPLT_RT 345 kV","9/2/2014 5:53:07 PM -05:00","5/31/2015 11:55:03 PM -05:00"]
[6548,"TEMP93_6548","WAPA","CFG","LN SPLIT_R - SIOUXFL 230 kV  ftlo LN SPLT_RT - SIOUXCY 345 kV",9999,9999,"LN SPLIT_R - SIOUXFL 230 kV","LN SPLT_RT - SIOUXCY 345 kV","9/2/2014 5:53:08 PM -05:00","5/31/2015 11:55:03 PM -05:00"]
[9171,"TEMP94_9171","WAPA","CFG",null,9999,9999,"ZBR STEG_TIE - STEGALL 230 kV",null,"9/2/2014 5:53:09 PM -05:00","5/31/2015 11:55:03 PM -05:00"]
[20811,"TMP136_20811","MISO_S","RCF","LN SAREPT - MINDE3 115 kV  ftlo XF DOLET 345/230 kV",159,159,"LN SAREPT - MINDE3 115 kV","XF DOLET 345/230 kV","3/6/2015 5:57:39 PM -06:00","5/31/2015 11:55:04 PM -05:00"]
[20813,"TMP137_20813","MISO_S","RCF","XF GRI 345/138 kV  ftlo XF DOLET 345/230 kV",478,478,"XF GRI 345/138 kV","XF DOLET 345/230 kV","3/6/2015 5:57:40 PM -06:00","5/31/2015 11:55:04 PM -05:00"]
[20852,"TMP165_20852","MISO","RCF","XF RAUN 345/161 kV  ftlo LN RAUN - SIOUXCY 345 kV",300,335,"XF RAUN 345/161 kV","LN RAUN - SIOUXCY 345 kV","4/3/2015 7:19:50 PM -05:00","5/31/2015 11:55:04 PM -05:00"]
[6331,"TMP175_6331","MISO","RCF","LN BULL_SHL - MIDWA2 161 kV  ftlo XF CLK 161/138 kV",167,167,"LN BULL_SHL - MIDWA2 161 kV","XF CLK 161/138 kV","4/30/2015 11:03:58 PM -05:00","5/31/2015 11:55:05 PM -05:00"]
[6332,"TMP176_6332","MISO","RCF","LN BULL_SHL - MIDWA2 161 kV  ftlo LN ST_FRAN - GRN_FRST 161 kV",167,167,"LN BULL_SHL - MIDWA2 161 kV","LN ST_FRAN - GRN_FRST 161 kV","4/30/2015 11:03:58 PM -05:00","5/31/2015 11:55:05 PM -05:00"]
[3735,"TMP180_3735","WAPA","CFG","LN CAYLER - TRIBOJI 161 kV  ftlo LN RAUN - LAKEFLD 345 kV",9999,9999,"LN CAYLER - TRIBOJI 161 kV","LN RAUN - LAKEFLD 345 kV","4/1/2015 12:32:29 AM -05:00","5/31/2015 11:55:06 PM -05:00"]
[6033,"TMP181_6033","WAPA","CFG",null,9999,9999,"LN TIOGA_PS - TIOGAWP 230 kV",null,"4/1/2015 12:32:29 AM -05:00","5/31/2015 11:55:06 PM -05:00"]
[6524,"TMP182_6524","WAPA","CFG","LN WHITE - BRKNGCO 345 kV  ftlo LN WHITE - SPLT_RT 345 kV",9999,9999,"LN WHITE - BRKNGCO 345 kV","LN WHITE - SPLT_RT 345 kV","4/1/2015 12:32:29 AM -05:00","5/31/2015 11:55:06 PM -05:00"]
[6557,"TMP183_6557","WAPA","CFG",null,9999,9999,"XF WATERTN 345/1 kV",null,"4/1/2015 12:32:29 AM -05:00","5/31/2015 11:55:07 PM -05:00"]
[9170,"TMP184_9170","WAPA","CFG",null,9999,9999,"ZBR MCTY_TIE - MI_CTYE 230 kV",null,"4/1/2015 12:32:29 AM -05:00","5/31/2015 11:55:07 PM -05:00"]
[20277,"TEMP10_20277","SWPP","INT",null,150,150,"LN NESSCTY - RANSOM1 115 kV",null,null,"6/1/2015 5:15:16 PM -05:00"]
[20510,"TMP107_20510","SWPP","INT","XF LP-SOUT2 230/69 kV  ftlo LN JONESSUB - LP-HOLL2 230 kV",100,100,"XF LP-SOUT2 230/69 kV","LN JONESSUB - LP-HOLL2 230 kV","9/4/2014 9:49:45 AM -05:00","6/1/2015 5:15:16 PM -05:00"]
[20529,"TMP123_20529","SWPP","INT","LN WDWRD1 - FPLSWTCH 138 kV  ftlo XF WDWRD1 138/69 kV",133,153,"LN WDWRD1 - FPLSWTCH 138 kV","XF WDWRD1 138/69 kV","9/16/2014 2:17:49 PM -05:00","6/1/2015 5:15:16 PM -05:00"]
[20700,"TMP152_20700","SWPP","RCF","LN BUCKNER7 - SPERVI1 345 kV  ftlo LN FINNEY1 - HITCH 345 kV",612,612,"LN BUCKNER7 - SPERVI1 345 kV","LN FINNEY1 - HITCH 345 kV","12/22/2014 6:57:30 PM -06:00","6/1/2015 5:15:16 PM -05:00"]
[20835,"TMP122_20835","SWPP","RCF","LN COOPER - ST_JOE 345 kV  ftlo LN COOPER - FAIRPORT 345 kV",1195,1195,"LN COOPER - ST_JOE 345 kV","LN COOPER - FAIRPORT 345 kV","3/23/2015 5:33:04 PM -05:00","6/1/2015 5:15:16 PM -05:00"]
[20157,"TEMP28_20157","SWPP","INT","LN SPERVI1 - MULGRE2 230 kV  ftlo LN SPERVI1 - POSTROCK 345 kV",398,398,"LN SPERVI1 - MULGRE2 230 kV","LN SPERVI1 - POSTROCK 345 kV",null,"6/23/2015 2:04:13 PM -05:00"]
[20412,"TEMP16_20412","SWPP","INT","LN LAWH - MOCK 115 kV  ftlo LN LAWH - SWIS 230 kV",86,92,"LN LAWH - MOCK 115 kV","LN LAWH - SWIS 230 kV","7/1/2014 5:28:37 PM -05:00","6/23/2015 2:04:13 PM -05:00"]
[20443,"TEMP34_20443","SWPP","INT","LN LAWH - MOCK 115 kV  ftlo LN LAWH - BALDCRK 115 kV",86,92,"LN LAWH - MOCK 115 kV","LN LAWH - BALDCRK 115 kV",null,"6/23/2015 2:04:13 PM -05:00"]
[20560,"TEMP12_20560","SWPP","INT","LN SEWARD3 - ST-JOHN 115 kV  ftlo LN MULGRE2 - CIRC 230 kV",101,101,"LN SEWARD3 - ST-JOHN 115 kV","LN MULGRE2 - CIRC 230 kV","10/2/2014 10:49:09 AM -05:00","6/23/2015 2:04:13 PM -05:00"]
[20722,"TEMP05_20722","SWPP","INT","LN IDABEL - BBOW_TAP 138 kV  ftlo LN HUGOPP4 - VALLANT 138 kV",191,216,"LN IDABEL - BBOW_TAP 138 kV","LN HUGOPP4 - VALLANT 138 kV","1/17/2015 1:36:42 AM -06:00","6/23/2015 2:04:13 PM -05:00"]
[20724,"TEMP33_20724","SWPP","INT","LN OSG_SWPS - CANYON_E 115 kV  ftlo LN POTTER_S - NEWHART 230 kV",96,96,"LN OSG_SWPS - CANYON_E 115 kV","LN POTTER_S - NEWHART 230 kV","1/21/2015 10:35:06 AM -06:00","6/23/2015 2:04:13 PM -05:00"]
[20276,"TEMP41_20276","SWPP","INT","LN SUB701 - SUB1211 161 kV  ftlo LN CBLUFFS - SUB3456 345 kV",335,335,"LN SUB701 - SUB1211 161 kV","LN CBLUFFS - SUB3456 345 kV",null,"6/23/2015 2:04:14 PM -05:00"]
[20360,"TEMP38_20360","SWPP","INT","LN SUNCIT1 - MED-LD1 115 kV  ftlo LN FINNEY1 - HITCH 345 kV",134,133.89999389648401,"LN SUNCIT1 - MED-LD1 115 kV","LN FINNEY1 - HITCH 345 kV","6/9/2014 7:13:28 AM -05:00","6/23/2015 2:04:14 PM -05:00"]
[20472,"TEMP67_20472","SWPP","INT","LN RENFROW7 - RENFROWF 138 kV  ftlo LN HUNTERS7 - WDRNG1 345 kV",179,179,"LN RENFROW7 - RENFROWF 138 kV","LN HUNTERS7 - WDRNG1 345 kV","8/10/2014 9:08:48 AM -05:00","6/23/2015 2:04:14 PM -05:00"]
[20596,"TEMP46_20596","SWPP","INT","LN REDBUD - RIVRSIDE 345 kV  ftlo LN REDBUD - ARCAD7 345 kV",901,1055,"LN REDBUD - RIVRSIDE 345 kV","LN REDBUD - ARCAD7 345 kV","10/19/2014 10:43:44 PM -05:00","6/23/2015 2:04:14 PM -05:00"]
[20643,"TEMP65_20643","SWPP","INT","LN BENT - CHIS 138 kV  ftlo XF GORD 345/138 kV",239,239,"LN BENT - CHIS 138 kV","XF GORD 345/138 kV","11/14/2014 5:54:10 PM -06:00","6/23/2015 2:04:14 PM -05:00"]
[20727,"TEMP35_20727","SWPP","INT","LN MSKPTAP5 - MUSKOGEE 161 kV  ftlo LN MUSKOGEE - FTSMTH 345 kV",223,223,"LN MSKPTAP5 - MUSKOGEE 161 kV","LN MUSKOGEE - FTSMTH 345 kV","1/22/2015 9:47:35 AM -06:00","6/23/2015 2:04:14 PM -05:00"]
[20728,"TEMP42_20728","SWPP","INT","LN CHRCK - BOYD 138 kV  ftlo LN WESTMOR4 - PENN1 138 kV",268,287,"LN CHRCK - BOYD 138 kV","LN WESTMOR4 - PENN1 138 kV","1/22/2015 2:15:42 PM -06:00","6/23/2015 2:04:14 PM -05:00"]
[20739,"TEMP44_20739","SWPP","INT","LN AUBU - SWIS 230 kV  ftlo XF JEFF 345/1 kV",319,351,"LN AUBU - SWIS 230 kV","XF JEFF 345/1 kV","1/26/2015 9:21:54 AM -06:00","6/23/2015 2:04:14 PM -05:00"]
[20750,"TEMP56_20750","SWPP","INT","LN OKAY - ASHD_REA 138 kV  ftlo LN NWTEXAR - PATTERS 138 kV",370,561,"LN OKAY - ASHD_REA 138 kV","LN NWTEXAR - PATTERS 138 kV","2/2/2015 10:10:42 AM -06:00","6/23/2015 2:04:14 PM -05:00"]
[20562,"TMP140_20562","SWPP","INT","LN SUNCIT1 - MED-LD1 115 kV  ftlo LN SPERVI1 - POSTROCK 345 kV",134,133.89999389648401,"LN SUNCIT1 - MED-LD1 115 kV","LN SPERVI1 - POSTROCK 345 kV","10/2/2014 11:46:09 AM -05:00","6/23/2015 2:04:15 PM -05:00"]
[20566,"TMP143_20566","SWPP","INT","XF SPERVI1 345/230 kV  ftlo XF POSTROCK 345/230 kV",358,358,"XF SPERVI1 345/230 kV","XF POSTROCK 345/230 kV","10/4/2014 8:37:09 AM -05:00","6/23/2015 2:04:15 PM -05:00"]
[20646,"TEMP76_20646","SWPP","INT","LN SW_STA - ANADARKO 138 kV  ftlo LN GRACMONT - ANADARKO 138 kV",212,212,"LN SW_STA - ANADARKO 138 kV","LN GRACMONT - ANADARKO 138 kV","11/14/2014 5:03:08 PM -06:00","6/23/2015 2:04:15 PM -05:00"]
[20648,"TEMP77_20648","SWPP","INT","LN AUR1241 - RDSPG5 161 kV  ftlo LN BEAVER1 - EURK_SPA 161 kV",167,167,"LN AUR1241 - RDSPG5 161 kV","LN BEAVER1 - EURK_SPA 161 kV","11/17/2014 10:52:15 AM -06:00","6/23/2015 2:04:15 PM -05:00"]
[20673,"TMP145_20673","SWPP","INT","XF RENO 345/1 kV  ftlo LN MORR - UNRIDGE 230 kV",280,308,"XF RENO 345/1 kV","LN MORR - UNRIDGE 230 kV","12/1/2014 12:58:36 PM -06:00","6/23/2015 2:04:15 PM -05:00"]
[20675,"TMP138_20675","SWPP","INT","XF VALLIANT 345/138 kV  ftlo LN VALLIANT - HUGOPP4 345 kV",211,240,"XF VALLIANT 345/138 kV","LN VALLIANT - HUGOPP4 345 kV","12/5/2014 5:26:22 PM -06:00","6/23/2015 2:04:15 PM -05:00"]
[20829,"TMP141_20829","SWPP","INT","LN KNOLL1 - REDLIN 115 kV  ftlo LN G_GENT1 - REDWLO1 345 kV",80,80,"LN KNOLL1 - REDLIN 115 kV","LN G_GENT1 - REDWLO1 345 kV","3/18/2015 6:31:47 PM -05:00","6/23/2015 2:04:15 PM -05:00"]
[20844,"TMP135_20844","SWPP","INT","LN NRTHEAST - CROSTOWN 161 kV  ftlo LN NRTHEAST - GRAND_AV 161 kV",259,259,"LN NRTHEAST - CROSTOWN 161 kV","LN NRTHEAST - GRAND_AV 161 kV","3/27/2015 3:23:46 PM -05:00","6/23/2015 2:04:15 PM -05:00"]
[20845,"TMP139_20845","SWPP","INT","LN WEKIWA - KEYSTON2 138 kV  ftlo LN TULSA_NO - CLEVLND7 345 kV",152,152,"LN WEKIWA - KEYSTON2 138 kV","LN TULSA_NO - CLEVLND7 345 kV","3/27/2015 5:39:07 PM -05:00","6/23/2015 2:04:15 PM -05:00"]
[21015,"TEMP89_21015","SWPP","INT","LN BRKN_BOW - HOCHTWN 138 kV  ftlo LN BRKN_BOW - CRAIG_J 138 kV",143,143,"LN BRKN_BOW - HOCHTWN 138 kV","LN BRKN_BOW - CRAIG_J 138 kV","6/10/2015 10:26:05 AM -05:00","6/23/2015 2:04:15 PM -05:00"]
[20676,"TMP146_20676","SWPP","INT","LN SHOOTSTR - GRNBUR1 115 kV  ftlo LN FINNEY1 - HITCH 345 kV",120,135.80000305175801,"LN SHOOTSTR - GRNBUR1 115 kV","LN FINNEY1 - HITCH 345 kV","12/5/2014 11:54:28 PM -06:00","6/23/2015 2:04:16 PM -05:00"]
[20685,"TMP149_20685","SWPP","INT","XF VALLIANT 345/138 kV  ftlo XF VALLIANT 345/138 kV",215,237,"XF VALLIANT 345/138 kV","XF VALLIANT 345/138 kV","12/12/2014 1:35:49 PM -06:00","6/23/2015 2:04:16 PM -05:00"]
[20746,"TMP153_20746","SWPP","INT","LN SIDNEY - COLTON 115 kV  ftlo LN SIDNEY - OGALALA 230 kV",109,109,"LN SIDNEY - COLTON 115 kV","LN SIDNEY - OGALALA 230 kV",null,"6/23/2015 2:04:16 PM -05:00"]
[20833,"TMP154_20833","SWPP","INT","LN JOHNSON2 - CANADAY 115 kV  ftlo LN N_PLT1 - C_CREEK 230 kV",80,88,"LN JOHNSON2 - CANADAY 115 kV","LN N_PLT1 - C_CREEK 230 kV","3/22/2015 12:14:02 PM -05:00","6/23/2015 2:04:16 PM -05:00"]
[20839,"TMP157_20839","SWPP","INT","XF POTASH_J 230/115 kV  ftlo LN POTASH_J - PECOS_IN 230 kV",150,150,"XF POTASH_J 230/115 kV","LN POTASH_J - PECOS_IN 230 kV","3/25/2015 4:30:42 PM -05:00","6/23/2015 2:04:16 PM -05:00"]
[20853,"TMP158_20853","SWPP","INT","LN TERRY_CO - DENVER_C 115 kV  ftlo LN TOLKSUB - YOAKUM 230 kV",147,147,"LN TERRY_CO - DENVER_C 115 kV","LN TOLKSUB - YOAKUM 230 kV","4/2/2015 10:04:49 AM -05:00","6/23/2015 2:04:16 PM -05:00"]
[20899,"TMP188_20899","SWPP","INT","LN SUTHLND - PAXTON 115 kV  ftlo LN G_GENT1 - KEYSTONE 345 kV",108,108,"LN SUTHLND - PAXTON 115 kV","LN G_GENT1 - KEYSTONE 345 kV","4/16/2015 1:19:04 PM -05:00","6/23/2015 2:04:16 PM -05:00"]
[21032,"TEMP91_21032","WAPA","INT","LN DKSNNDWP - MANDAN 230 kV  ftlo LN CHAR_CK - ANTELOP 345 kV",240,240,"LN DKSNNDWP - MANDAN 230 kV","LN CHAR_CK - ANTELOP 345 kV","6/14/2015 11:06:20 PM -05:00","6/26/2015 1:50:17 PM -05:00"]
[20940,"TEMP85_20940","MISO_S","RCF","LN RUSL_N - RUSL_E 161 kV  ftlo LN ARK_NU - PLS_HL 500 kV",396,396,"LN RUSL_N - RUSL_E 161 kV","LN ARK_NU - PLS_HL 500 kV","5/5/2015 11:53:53 AM -05:00","7/1/2015 11:29:55 PM -05:00"]
[20941,"TEMP86_20941","MISO_S","RCF","LN RUSL_N - RUSL_E 161 kV  ftlo LN ATKINS2 - RUSL_E 161 kV",396,396,"LN RUSL_N - RUSL_E 161 kV","LN ATKINS2 - RUSL_E 161 kV","5/5/2015 11:53:53 AM -05:00","7/1/2015 11:29:55 PM -05:00"]
[20955,"TEMP98_20955","MISO","RCF","LN HODGE - LUCKY 115 kV  ftlo LN MONTGM - CLARN 230 kV",77,77,"LN HODGE - LUCKY 115 kV","LN MONTGM - CLARN 230 kV",null,"7/1/2015 11:29:55 PM -05:00"]
[20956,"TEMP99_20956","MISO","RCF","LN VIENNA - TRUSSL 115 kV  ftlo LN DANVL3 - JONSB3 115 kV",115,115,"LN VIENNA - TRUSSL 115 kV","LN DANVL3 - JONSB3 115 kV","5/15/2015 10:39:25 AM -05:00","7/1/2015 11:29:55 PM -05:00"]
[20510,"TMP107_20510","SWPP","INT","XF LP-SOUT2 230/69 kV  ftlo LN JONESSUB - LP-HOLL2 230 kV",100,100,"XF LP-SOUT2 230/69 kV","LN JONESSUB - LP-HOLL2 230 kV","9/4/2014 9:49:45 AM -05:00","7/1/2015 11:29:56 PM -05:00"]
[20529,"TMP123_20529","SWPP","INT","LN WDWRD1 - FPLSWTCH 138 kV  ftlo XF WDWRD1 138/69 kV",133,153,"LN WDWRD1 - FPLSWTCH 138 kV","XF WDWRD1 138/69 kV","9/16/2014 2:17:49 PM -05:00","7/1/2015 11:29:56 PM -05:00"]
[20700,"TMP152_20700","SWPP","RCF","LN BUCKNER7 - SPERVI1 345 kV  ftlo LN FINNEY1 - HITCH 345 kV",612,612,"LN BUCKNER7 - SPERVI1 345 kV","LN FINNEY1 - HITCH 345 kV","12/22/2014 6:57:30 PM -06:00","7/1/2015 11:29:56 PM -05:00"]
[20851,"TMP177_20851","MISO","RCF","LN VIENNA - TRUSSL 115 kV  ftlo LN SAREPT - MINDE3 115 kV",115,116,"LN VIENNA - TRUSSL 115 kV","LN SAREPT - MINDE3 115 kV","4/10/2015 7:39:20 PM -05:00","7/1/2015 11:29:56 PM -05:00"]
[20904,"TMP191_20904","SWPP","RCF","LN COOPER - ST_JOE 345 kV  ftlo LN COOPER - FAIRPORT 345 kV",1073,1195,"LN COOPER - ST_JOE 345 kV","LN COOPER - FAIRPORT 345 kV","4/20/2015 11:09:57 AM -05:00","7/1/2015 11:29:56 PM -05:00"]
[20978,"TMP131_20978","MISO","RCF","LN TAYLOR_1 - SPRHIL 115 kV  ftlo LN EL_EHV - MOLIVE 500 kV",120,120,"LN TAYLOR_1 - SPRHIL 115 kV","LN EL_EHV - MOLIVE 500 kV","5/20/2015 1:47:45 PM -05:00","7/1/2015 11:29:56 PM -05:00"]
[20979,"TMP132_20979","MISO","RCF","LN TAYLOR_1 - SPRHIL 115 kV  ftlo LN NWTEXAR - WELSH 345 kV",120,120,"LN TAYLOR_1 - SPRHIL 115 kV","LN NWTEXAR - WELSH 345 kV","5/20/2015 1:47:45 PM -05:00","7/1/2015 11:29:56 PM -05:00"]
[20983,"TMP129_20983","MISO","RCF","LN TAYLOR_1 - SPRHIL 115 kV  ftlo XF EL_EHV 500/1 kV",106,120,"LN TAYLOR_1 - SPRHIL 115 kV","XF EL_EHV 500/1 kV","5/26/2015 2:04:33 PM -05:00","7/1/2015 11:29:56 PM -05:00"]
[20387,"TEMP07_20387","SWPP","RCF","LN RAUN - TEKAMHO 161 kV  ftlo LN RAUN - FT_CAL 345 kV",217,217,"LN RAUN - TEKAMHO 161 kV","LN RAUN - FT_CAL 345 kV","6/20/2014 9:53:31 AM -05:00","7/31/2015 8:40:51 AM -05:00"]
[20388,"TEMP08_20388","SWPP","RCF","LN SUB3740 - SUB3455 345 kV  ftlo LN NEBRCTY - 103_ROKE 345 kV",1073,1073,"LN SUB3740 - SUB3455 345 kV","LN NEBRCTY - 103_ROKE 345 kV","6/20/2014 9:53:32 AM -05:00","7/31/2015 8:40:51 AM -05:00"]
[20429,"TEMP17_20429","SWPP","RCF","LN CBLUFFS - SUB1206 161 kV  ftlo LN SUB701 - SUB1211 161 kV",558,558,"LN CBLUFFS - SUB1206 161 kV","LN SUB701 - SUB1211 161 kV","7/17/2014 4:08:04 PM -05:00","7/31/2015 8:40:51 AM -05:00"]
[20431,"TEMP19_20431","SWPP","RCF","LN CBLUFFS - SUB1206 161 kV  ftlo LN ROLLHILS - MADNCO 345 kV",558,558,"LN CBLUFFS - SUB1206 161 kV","LN ROLLHILS - MADNCO 345 kV","7/17/2014 4:08:05 PM -05:00","7/31/2015 9:15:51 AM -05:00"]
[20432,"TEMP20_20432","SWPP","RCF","LN SUB701 - SUB1211 161 kV  ftlo LN CBLUFFS - SUB1206 161 kV",335,335,"LN SUB701 - SUB1211 161 kV","LN CBLUFFS - SUB1206 161 kV","7/17/2014 4:08:06 PM -05:00","7/31/2015 9:15:52 AM -05:00"]
[20629,"TEMP70_20629","SWPP","INT","LN CARLISLE - DOUD 115 kV  ftlo LN LUBBOCKS - WOLFFORT 230 kV",159,159,"LN CARLISLE - DOUD 115 kV","LN LUBBOCKS - WOLFFORT 230 kV","11/9/2014 12:35:08 PM -06:00","7/31/2015 9:15:52 AM -05:00"]
[20874,"TMP168_20874","SWPP","RCF","LN RAUN - TEKAMHO 161 kV  ftlo LN RAUN - HOSKINS 345 kV",217,217,"LN RAUN - TEKAMHO 161 kV","LN RAUN - HOSKINS 345 kV","4/9/2015 4:54:13 PM -05:00","7/31/2015 9:15:52 AM -05:00"]
[20875,"TMP169_20875","SWPP","RCF","LN SUB1221 - SUB1231 161 kV  ftlo LN SUB3456 - SUB3459 345 kV",217,217,"LN SUB1221 - SUB1231 161 kV","LN SUB3456 - SUB3459 345 kV","4/9/2015 5:06:22 PM -05:00","7/31/2015 9:15:52 AM -05:00"]
[21014,"TEMP59_21014","SWPP","INT","LN SARDIS - CLAYTON 138 kV  ftlo LN PITTSB9 - VALLIANT 345 kV",98,98,"LN SARDIS - CLAYTON 138 kV","LN PITTSB9 - VALLIANT 345 kV","6/10/2015 10:26:05 AM -05:00","7/31/2015 9:15:52 AM -05:00"]
[21025,"TMP202_21025","WAPA","RCF","LN LELANDO - STANTON2 230 kV  ftlo LN SQBUTTEW - STANTON2 230 kV",285,285,"LN LELANDO - STANTON2 230 kV","LN SQBUTTEW - STANTON2 230 kV","6/10/2015 1:55:08 PM -05:00","7/31/2015 9:15:52 AM -05:00"]
[21027,"TMP204_21027","WAPA","INT","LN BEULAH - STAN_TP 115 kV  ftlo LN COYOTE - CENTER2 345 kV",120,121,"LN BEULAH - STAN_TP 115 kV","LN COYOTE - CENTER2 345 kV","6/10/2015 1:55:08 PM -05:00","7/31/2015 9:15:52 AM -05:00"]
[21051,"TMP115_21051","WAPA","INT","LN NELSONTP - MINOT 115 kV  ftlo LN HILKEN - BISMARK2 230 kV",182,182,"LN NELSONTP - MINOT 115 kV","LN HILKEN - BISMARK2 230 kV","6/17/2015 12:12:26 PM -05:00","7/31/2015 9:15:52 AM -05:00"]
[21055,"TMP205_21055","SWPP","INT","LN 134PENTP - WESTMOR4 138 kV  ftlo LN HOLWD - INDNH 138 kV",268,308,"LN 134PENTP - WESTMOR4 138 kV","LN HOLWD - INDNH 138 kV","6/21/2015 3:17:26 PM -05:00","7/31/2015 9:15:52 AM -05:00"]
[20752,"TMP160_20752","MISO_N","RCF","LN BUNGE - HASTING 161 kV  ftlo LN COOPER - FAIRPORT 345 kV",199,199,"LN BUNGE - HASTING 161 kV","LN COOPER - FAIRPORT 345 kV","2/21/2015 9:11:37 PM -06:00","8/3/2015 11:11:35 PM -05:00"]
[20772,"TMP161_20772","MISO_N","RCF","LN HASTING - CLARNDA 161 kV  ftlo LN COOPER - FAIRPORT 345 kV",199,199,"LN HASTING - CLARNDA 161 kV","LN COOPER - FAIRPORT 345 kV","2/21/2015 9:11:37 PM -06:00","8/3/2015 11:11:35 PM -05:00"]
[20835,"TMP122_20835","SWPP","RCF","LN COOPER - ST_JOE 345 kV  ftlo LN COOPER - FAIRPORT 345 kV",1073,1195,"LN COOPER - ST_JOE 345 kV","LN COOPER - FAIRPORT 345 kV","3/23/2015 5:33:04 PM -05:00","8/3/2015 11:11:35 PM -05:00"]
[20903,"TMP124_20903","MISO","RCF","LN NORFORK - CALICO 161 kV  ftlo XF INDEP2 500/161 kV",148,148,"LN NORFORK - CALICO 161 kV","XF INDEP2 500/161 kV","6/22/2015 5:19:52 PM -05:00","8/3/2015 11:11:35 PM -05:00"]
[21099,"TEMP86_21099","MISO","RCF","LN WODWRD - ALTIMX 115 kV  ftlo LN WODWRD - STUTRK 230 kV",106,106,"LN WODWRD - ALTIMX 115 kV","LN WODWRD - STUTRK 230 kV","7/16/2015 8:23:59 AM -05:00","8/3/2015 11:11:35 PM -05:00"]
[20434,"TEMP23_20434","SWPP","RCF","LN SUB1211 - SUB1250 161 kV  ftlo LN SUB1211 - SUB1250 161 kV",221,223,"LN SUB1211 - SUB1250 161 kV","LN SUB1211 - SUB1250 161 kV","7/18/2014 1:24:04 PM -05:00","8/5/2015 10:26:11 AM -05:00"]
[20862,"TEMP26_20862","SWPP","INT","LN SMITH-1 - PHLBUR1 115 kV  ftlo LN CONCOR3 - CLIFTO1 115 kV",80,79.699996948242202,"LN SMITH-1 - PHLBUR1 115 kV","LN CONCOR3 - CLIFTO1 115 kV","4/6/2015 3:13:48 PM -05:00","8/5/2015 10:26:11 AM -05:00"]
[20994,"TEMP29_20994","SWPP","INT","LN NRTHEAST - GRAND_AV 161 kV  ftlo LN NRTHEAST - GA_WEST 161 kV",259,259,"LN NRTHEAST - GRAND_AV 161 kV","LN NRTHEAST - GA_WEST 161 kV","6/1/2015 7:11:18 PM -05:00","8/5/2015 10:26:11 AM -05:00"]
[21013,"TEMP04_21013","SWPP","INT","LN HARRSUB - POTTER_S 230 kV  ftlo LN HARRSUB - NICHSUB 230 kV",319,351,"LN HARRSUB - POTTER_S 230 kV","LN HARRSUB - NICHSUB 230 kV","6/9/2015 9:57:47 PM -05:00","8/5/2015 10:26:11 AM -05:00"]
[21063,"TEMP33_21063","SWPP","INT","LN SUTHLND - PAXTON 115 kV  ftlo LN G_GENT1 - KEYSTONE 345 kV",108,108,"LN SUTHLND - PAXTON 115 kV","LN G_GENT1 - KEYSTONE 345 kV","6/25/2015 7:23:43 PM -05:00","8/5/2015 10:26:11 AM -05:00"]
[21066,"TEMP35_21066","SWPP","INT","LN ESTR_WR - WEMP 115 kV  ftlo LN LANG - 30PR 115 kV",92,92,"LN ESTR_WR - WEMP 115 kV","LN LANG - 30PR 115 kV",null,"8/5/2015 10:26:11 AM -05:00"]
[21074,"TEMP38_21074","SWPP","RCF","LN NEBRCTY - 103_ROKE 345 kV  ftlo LN SUB3454 - WAGENER 345 kV",1195,1195,"LN NEBRCTY - 103_ROKE 345 kV","LN SUB3454 - WAGENER 345 kV","7/2/2015 3:56:34 PM -05:00","8/5/2015 10:26:11 AM -05:00"]
[21075,"TEMP44_21075","SWPP","INT","LN MOUN - HALS 138 kV  ftlo LN EMPEC - WICH 345 kV",124,146,"LN MOUN - HALS 138 kV","LN EMPEC - WICH 345 kV","7/2/2015 7:04:16 PM -05:00","8/5/2015 10:26:11 AM -05:00"]
[20593,"TMP105_20593","SWPP","INT","LN BLMFLD - GAVINS 115 kV  ftlo LN PTRBRG_N - PETRSBG 115 kV",120,132,"LN BLMFLD - GAVINS 115 kV","LN PTRBRG_N - PETRSBG 115 kV","10/15/2014 8:58:21 PM -05:00","8/5/2015 10:26:12 AM -05:00"]
[20645,"TEMP75_20645","SWPP","INT","LN HALE_CO - TUCO 115 kV  ftlo LN TOLKSUB - TUCO 230 kV",96,96,"LN HALE_CO - TUCO 115 kV","LN TOLKSUB - TUCO 230 kV","11/14/2014 5:03:08 PM -06:00","8/5/2015 10:26:12 AM -05:00"]
[20753,"TEMP63_20753","SWPP","INT","LN MCCLAI - 134PENTP 138 kV  ftlo LN MCCLAI - SARA 138 kV",478,478,"LN MCCLAI - 134PENTP 138 kV","LN MCCLAI - SARA 138 kV","2/4/2015 2:51:26 PM -06:00","8/5/2015 10:26:12 AM -05:00"]
[20917,"TMP100_20917","SWPP","INT","LN SNRPMPT4 - OSAGE_OG 138 kV  ftlo LN SONR1 - MORSN 138 kV",287,287,"LN SNRPMPT4 - OSAGE_OG 138 kV","LN SONR1 - MORSN 138 kV","4/24/2015 7:13:12 PM -05:00","8/5/2015 10:26:12 AM -05:00"]
[20920,"TEMP47_20920","SWPP","INT","LN OKAY - ASHD_REA 138 kV  ftlo LN TURK_PP - NWTEXAR 345 kV",370,561,"LN OKAY - ASHD_REA 138 kV","LN TURK_PP - NWTEXAR 345 kV","4/27/2015 4:29:28 PM -05:00","8/5/2015 10:26:12 AM -05:00"]
[20921,"TEMP49_20921","SWPP","INT","LN JOHNSON2 - GOSPER 115 kV  ftlo LN N_PLT1 - STOCKVL 115 kV",120,132,"LN JOHNSON2 - GOSPER 115 kV","LN N_PLT1 - STOCKVL 115 kV","4/28/2015 2:33:39 AM -05:00","8/5/2015 10:26:12 AM -05:00"]
[20938,"TEMP51_20938","SWPP","INT","LN ASB3491 - CJ366 161 kV  ftlo LN BLACKBRY - JASPER7 345 kV",223,223,"LN ASB3491 - CJ366 161 kV","LN BLACKBRY - JASPER7 345 kV","5/3/2015 11:28:09 AM -05:00","8/5/2015 10:26:12 AM -05:00"]
[20949,"TEMP79_20949","SWPP","INT","LN NELIGH - TILDEN 115 kV  ftlo LN BLMFLD - GAVINS 115 kV",121,133,"LN NELIGH - TILDEN 115 kV","LN BLMFLD - GAVINS 115 kV","5/11/2015 9:19:38 AM -05:00","8/5/2015 10:26:12 AM -05:00"]
[20953,"TEMP87_20953","SWPP","INT","LN PHLBUR1 - SMITH-1 115 kV  ftlo LN JEFF - EMAN 230 kV",80,80,"LN PHLBUR1 - SMITH-1 115 kV","LN JEFF - EMAN 230 kV","5/12/2015 10:16:51 AM -05:00","8/5/2015 10:26:12 AM -05:00"]
[21007,"TEMP88_21007","SWPP","INT","LN WEATH - THOMAS_T 69 kV  ftlo LN WTH_SE4 - WEATH_J 138 kV",39,39,"LN WEATH - THOMAS_T 69 kV","LN WTH_SE4 - WEATH_J 138 kV","6/5/2015 4:36:09 PM -05:00","8/5/2015 10:26:12 AM -05:00"]
[21086,"TEMP65_21086","SWPP","INT","LN KENNET1 - PARAGL1 161 kV  ftlo LN JONSB2 - JBORO7 161 kV",236,236,"LN KENNET1 - PARAGL1 161 kV","LN JONSB2 - JBORO7 161 kV","7/12/2015 4:22:51 PM -05:00","8/5/2015 10:26:12 AM -05:00"]
[20686,"TMP150_20686","SWPP","INT","LN SHOOTSTR - GRNBUR1 115 kV  ftlo XF SPERVI1 345/230 kV",120,136,"LN SHOOTSTR - GRNBUR1 115 kV","XF SPERVI1 345/230 kV","12/13/2014 5:06:10 AM -06:00","8/5/2015 10:26:13 AM -05:00"]
[20687,"TMP151_20687","SWPP","RCF","LN VICTRY_H - CRAWFRD 115 kV  ftlo LN STEGALL - WAYSID_W 230 kV",128,140,"LN VICTRY_H - CRAWFRD 115 kV","LN STEGALL - WAYSID_W 230 kV","12/15/2014 2:19:58 PM -06:00","8/5/2015 10:26:13 AM -05:00"]
[20841,"TMP130_20841","SWPP","RCF","LN SUB3456 - SUB3455 345 kV  ftlo LN SUB3456 - SUB3459 345 kV",956,956,"LN SUB3456 - SUB3455 345 kV","LN SUB3456 - SUB3459 345 kV","3/26/2015 4:36:47 PM -05:00","8/5/2015 10:26:13 AM -05:00"]
[20847,"TMP155_20847","SWPP","INT","LN MO_CITY - ECKLES 161 kV  ftlo LN HAWTHORN - SIBLEY 345 kV",323,323,"LN MO_CITY - ECKLES 161 kV","LN HAWTHORN - SIBLEY 345 kV","3/28/2015 9:32:05 PM -05:00","8/5/2015 10:26:13 AM -05:00"]
[20973,"TMP106_20973","SWPP","INT","LN BANN - RED_SPRG 138 kV  ftlo LN NWTEXAR - WELSH 345 kV",238,238,"LN BANN - RED_SPRG 138 kV","LN NWTEXAR - WELSH 345 kV","5/18/2015 2:53:38 PM -05:00","8/5/2015 10:26:13 AM -05:00"]
[20975,"TMP111_20975","SWPP","INT","LN LITC - ASB3491 161 kV  ftlo LN BLACKBRY - JASPER7 345 kV",223,223,"LN LITC - ASB3491 161 kV","LN BLACKBRY - JASPER7 345 kV","5/18/2015 3:48:37 PM -05:00","8/5/2015 10:26:13 AM -05:00"]
[20976,"TMP117_20976","SWPP","INT","LN NNEWBOS - RIFFIN 138 kV  ftlo LN NWTEXAR - WELSH 345 kV",188,188,"LN NNEWBOS - RIFFIN 138 kV","LN NWTEXAR - WELSH 345 kV","5/19/2015 11:20:27 PM -05:00","8/5/2015 10:26:13 AM -05:00"]
[20977,"TMP118_20977","SWPP","INT","LN CUSTER - ELLIS_TP 138 kV  ftlo LN SWEETWT6 - WHEELER 230 kV",144,179,"LN CUSTER - ELLIS_TP 138 kV","LN SWEETWT6 - WHEELER 230 kV","5/20/2015 3:01:30 AM -05:00","8/5/2015 10:26:13 AM -05:00"]
[21044,"TMP113_21044","SWPP","INT","LN DIERKS - UMPIRE_R 69 kV  ftlo LN LYDIA - VALLIANT 345 kV",66,66,"LN DIERKS - UMPIRE_R 69 kV","LN LYDIA - VALLIANT 345 kV","6/15/2015 1:18:37 PM -05:00","8/5/2015 10:26:13 AM -05:00"]
[21049,"TMP114_21049","WAPA","INT","LN HILKEN - BISMARK2 230 kV  ftlo LN GARRISN - JAMESTN 230 kV",319,351,"LN HILKEN - BISMARK2 230 kV","LN GARRISN - JAMESTN 230 kV","6/17/2015 12:12:25 PM -05:00","8/5/2015 10:26:13 AM -05:00"]
[21062,"TMP127_21062","SWPP","INT","LN NSES - NEPA 138 kV  ftlo LN COFFEYT4 - DEAR 138 kV",194,215,"LN NSES - NEPA 138 kV","LN COFFEYT4 - DEAR 138 kV","6/24/2015 7:47:18 PM -05:00","8/5/2015 10:26:13 AM -05:00"]
[21107,"TMP123_21107","SWPP","INT","XF ARSENAL 138/69 kV  ftlo LN ARSENAL - MCWILLIE 138 kV",237,237,"XF ARSENAL 138/69 kV","LN ARSENAL - MCWILLIE 138 kV","7/20/2015 7:30:23 PM -05:00","8/5/2015 10:26:13 AM -05:00"]
[20838,"TMP156_20838","SWPP","RCF","LN SWIS - W_GARDNR 345 kV  ftlo LN ST_JOE - NASHUA 345 kV",717,717,"LN SWIS - W_GARDNR 345 kV","LN ST_JOE - NASHUA 345 kV","3/25/2015 3:09:42 PM -05:00","8/5/2015 10:26:14 AM -05:00"]
[20854,"TMP163_20854","SWPP","INT","XF NASHUA 345/1 kV  ftlo LN IATAN - STRA 345 kV",650,715,"XF NASHUA 345/1 kV","LN IATAN - STRA 345 kV","4/2/2015 1:31:54 PM -05:00","8/5/2015 10:26:14 AM -05:00"]
[20873,"TMP172_20873","SWPP","RCF","LN SUB1226 - TEKAMHO 161 kV  ftlo LN SHELLCRK - HOSKINS 345 kV",256,256,"LN SUB1226 - TEKAMHO 161 kV","LN SHELLCRK - HOSKINS 345 kV","4/9/2015 4:47:21 PM -05:00","8/5/2015 10:26:14 AM -05:00"]
[20878,"TMP174_20878","SWPP","RCF","LN ST_JOE - WOODBIN5 161 kV  ftlo LN ST_JOE - EASTTOWN 345 kV",293,334,"LN ST_JOE - WOODBIN5 161 kV","LN ST_JOE - EASTTOWN 345 kV","4/10/2015 3:01:20 PM -05:00","8/5/2015 10:26:14 AM -05:00"]
[20884,"TMP178_20884","SWPP","INT","LN NESCTY - ALXNDR 115 kV  ftlo LN BUCKNER7 - SPERVI1 345 kV",83,99,"LN NESCTY - ALXNDR 115 kV","LN BUCKNER7 - SPERVI1 345 kV","4/13/2015 11:04:44 AM -05:00","8/5/2015 10:26:14 AM -05:00"]
[20885,"TMP179_20885","SWPP","INT","LN HOXIE_1 - BEACH 115 kV  ftlo LN BUCKNER7 - SPERVI1 345 kV",80,80,"LN HOXIE_1 - BEACH 115 kV","LN BUCKNER7 - SPERVI1 345 kV","4/13/2015 11:04:44 AM -05:00","8/5/2015 10:26:14 AM -05:00"]
[20887,"TMP185_20887","SWPP","INT","LN SHOOTSTR - GRNBUR1 115 kV  ftlo LN CRKCREEK - CUDAHY1 115 kV",120,136,"LN SHOOTSTR - GRNBUR1 115 kV","LN CRKCREEK - CUDAHY1 115 kV","4/13/2015 1:03:42 PM -05:00","8/5/2015 10:26:14 AM -05:00"]
[20906,"TMP193_20906","SWPP","INT","LN KNOLL1 - REDLIN 115 kV  ftlo LN WR_SMKHL - SUMM 230 kV",80,80,"LN KNOLL1 - REDLIN 115 kV","LN WR_SMKHL - SUMM 230 kV","4/20/2015 3:19:12 PM -05:00","8/5/2015 10:26:14 AM -05:00"]
[20980,"TMP194_20980","SWPP","RCF","LN SUB1226 - TEKAMHO 161 kV  ftlo LN NW68HOL - COLMBS_E 345 kV",256,256,"LN SUB1226 - TEKAMHO 161 kV","LN NW68HOL - COLMBS_E 345 kV","5/20/2015 5:27:49 PM -05:00","8/5/2015 10:26:14 AM -05:00"]
[20986,"TMP199_20986","SWPP","INT","XF MENA4 138/69 kV  ftlo LN VALLIANT - LYDIA 345 kV",93,102,"XF MENA4 138/69 kV","LN VALLIANT - LYDIA 345 kV","6/6/2015 7:19:32 AM -05:00","8/5/2015 10:26:14 AM -05:00"]
[21009,"TMP184_21009","SWPP","RCF","LN DIANA - NGPL 138 kV  ftlo LN DIANA - PIRKEY 345 kV",258,258,"LN DIANA - NGPL 138 kV","LN DIANA - PIRKEY 345 kV","6/7/2015 11:03:34 PM -05:00","8/5/2015 10:26:14 AM -05:00"]
[90994,"TEMP33_90994","SWPP","INT","XF LAKOVR 500/1 kV  ftlo LN LAKOVR - RBEHV 500 kV",9999,9999,"XF LAKOVR 500/1 kV","LN LAKOVR - RBEHV 500 kV","8/13/2015 1:39:15 PM -05:00","8/13/2015 2:43:06 PM -05:00"]
[21122,"TMP136_21122","SWPP","INT","LN WARDWA - BISMARK2 230 kV  ftlo LN JMSTNOTP - BUFFALO2 345 kV",320,352,"LN WARDWA - BISMARK2 230 kV","LN JMSTNOTP - BUFFALO2 345 kV","7/29/2015 6:26:57 AM -05:00","8/14/2015 10:51:39 AM -05:00"]
[21153,"TEMP88_21153","SWPP","INT","LN TRIBOJI - MILFRDCB 69 kV  ftlo LN CAYLER - WISDOMCB 161 kV",72,72,"LN TRIBOJI - MILFRDCB 69 kV","LN CAYLER - WISDOMCB 161 kV","8/15/2015 9:41:43 PM -05:00","8/17/2015 11:14:35 AM -05:00"]
[21199,"TMP180_21199","SWPP","INT","LN TH_HILL - SALISBRY 161 kV  ftlo LN MCC2 - KINGDOM 345 kV",372,372,"LN TH_HILL - SALISBRY 161 kV","LN MCC2 - KINGDOM 345 kV","9/14/2015 12:43:18 PM -05:00","9/14/2015 3:33:14 PM -05:00"]
[20430,"TEMP18_20430","SWPP","RCF","LN CBLUFFS - SUB1206 161 kV  ftlo LN FALLOWAV - GRIMES 345 kV",558,558,"LN CBLUFFS - SUB1206 161 kV","LN FALLOWAV - GRIMES 345 kV","7/17/2014 4:08:05 PM -05:00","9/23/2015 8:26:02 AM -05:00"]
[20442,"TEMP32_20442","SWPP","INT","XF MCDO 230/115 kV  ftlo LN JEFF - EMAN 230 kV",280,308,"XF MCDO 230/115 kV","LN JEFF - EMAN 230 kV","7/23/2014 5:00:07 PM -05:00","9/24/2015 3:26:09 PM -05:00"]
[20580,"TEMP27_20580","SWPP","INT","LN BUTL - ALTO 138 kV  ftlo LN CAN_RIVR - N345 345 kV",96,96,"LN BUTL - ALTO 138 kV","LN CAN_RIVR - N345 345 kV","10/9/2014 2:32:17 PM -05:00","9/24/2015 3:26:09 PM -05:00"]
[21064,"TEMP05_21064","SWPP","INT","LN MANDAN - DKSNNDWP 230 kV  ftlo LN ANTELOP - CHAR_CK 345 kV",352,352,"LN MANDAN - DKSNNDWP 230 kV","LN ANTELOP - CHAR_CK 345 kV","6/27/2015 4:01:37 PM -05:00","9/24/2015 3:26:09 PM -05:00"]
[21069,"TEMP12_21069","SWPP","INT","LN SPLIT_R - SIOUXFL 230 kV  ftlo LN SPLT_RT - SIOUXCY 345 kV",342,342,"LN SPLIT_R - SIOUXFL 230 kV","LN SPLT_RT - SIOUXCY 345 kV","6/30/2015 12:39:57 PM -05:00","9/24/2015 3:26:09 PM -05:00"]
[20311,"TEMP43_20311","SWPP","INT","XF RENO 345/1 kV  ftlo XF SUMM 345/15 kV",280,308,"XF RENO 345/1 kV","XF SUMM 345/15 kV","5/20/2014 4:47:56 PM -05:00","9/24/2015 3:26:10 PM -05:00"]
[20355,"TEMP37_20355","SWPP","INT","LN WR_SMKHL - SUMM 230 kV  ftlo LN FINNEY1 - HITCH 345 kV",330,350,"LN WR_SMKHL - SUMM 230 kV","LN FINNEY1 - HITCH 345 kV","6/5/2014 7:21:46 AM -05:00","9/24/2015 3:26:10 PM -05:00"]
[20768,"TEMP73_20768","SWPP","INT","LN PENN1 - SNTFE 138 kV  ftlo LN PLVAL - HOLWD 138 kV",191,191,"LN PENN1 - SNTFE 138 kV","LN PLVAL - HOLWD 138 kV","2/13/2015 2:44:28 PM -06:00","9/24/2015 3:26:10 PM -05:00"]
[20999,"TEMP60_20999","SWPP","INT","LN 134PENTP - WESTMOR4 138 kV  ftlo LN 134PENTP - SGATE 138 kV",268,308,"LN 134PENTP - WESTMOR4 138 kV","LN 134PENTP - SGATE 138 kV","6/3/2015 11:24:52 AM -05:00","9/24/2015 3:26:10 PM -05:00"]
[21072,"TEMP34_21072","SWPP","INT","XF CUNNSUB 230/115 kV  ftlo LN HOBBS - CUNNSUB 230 kV",167,167,"XF CUNNSUB 230/115 kV","LN HOBBS - CUNNSUB 230 kV","7/1/2015 1:52:12 PM -05:00","9/24/2015 3:26:10 PM -05:00"]
[21092,"TEMP85_21092","SWPP","INT","XF RENO 345/1 kV  ftlo XF SUMM 345/15 kV",280,308,"XF RENO 345/1 kV","XF SUMM 345/15 kV","7/14/2015 12:15:07 PM -05:00","9/24/2015 3:26:10 PM -05:00"]
[20893,"TMP189_20893","SWPP","INT","LN IDALIA - SKST 161 kV  ftlo LN NEW_MAD - NEW_MAD 161 kV",223,223,"LN IDALIA - SKST 161 kV","LN NEW_MAD - NEW_MAD 161 kV","4/16/2015 10:31:27 AM -05:00","9/24/2015 3:26:11 PM -05:00"]
[20905,"TMP192_20905","SWPP","INT","LN AUBU - SWIS 230 kV  ftlo LN JEFF - MORR 345 kV",319,351,"LN AUBU - SWIS 230 kV","LN JEFF - MORR 345 kV","4/20/2015 1:58:04 PM -05:00","9/24/2015 3:26:11 PM -05:00"]
[20309,"TEMP39_20309","SWPP","INT","LN CENT - WACO 138 kV  ftlo LN GORD - LAKERDGE 138 kV",224,232,"LN CENT - WACO 138 kV","LN GORD - LAKERDGE 138 kV","5/20/2014 5:05:58 PM -05:00","9/30/2015 11:54:54 PM -05:00"]
[20428,"TEMP11_20428","SWPP","INT","LN AUBU - SWIS 230 kV  ftlo LN JEFF - HOYT 345 kV",319,351,"LN AUBU - SWIS 230 kV","LN JEFF - HOYT 345 kV","7/17/2014 9:13:25 AM -05:00","9/30/2015 11:54:54 PM -05:00"]
[20439,"TEMP31_20439","SWPP","INT","LN SNRPMPT4 - OSAGE_OG 138 kV  ftlo LN SONR1 - MILLR 138 kV",287,287,"LN SNRPMPT4 - OSAGE_OG 138 kV","LN SONR1 - MILLR 138 kV","7/22/2014 8:39:11 PM -05:00","9/30/2015 11:54:54 PM -05:00"]
[20448,"TEMP45_20448","SWPP","INT","LN HSL1 - MIDWYOG 138 kV  ftlo LN HSL1 - DUNJEE 138 kV",268,287,"LN HSL1 - MIDWYOG 138 kV","LN HSL1 - DUNJEE 138 kV","7/26/2014 3:45:55 PM -05:00","9/30/2015 11:54:54 PM -05:00"]
[20579,"TEMP25_20579","SWPP","INT","LN CARLISLE - DOUD 115 kV  ftlo LN PLXSUB - SUNDOWN2 230 kV",159,159,"LN CARLISLE - DOUD 115 kV","LN PLXSUB - SUNDOWN2 230 kV","10/9/2014 9:53:19 AM -05:00","9/30/2015 11:54:54 PM -05:00"]
[20948,"TEMP61_20948","SWPP","INT","LN 134PENTP - WESTMOR4 138 kV  ftlo LN PLVAL - HOLWD 138 kV",268,308,"LN 134PENTP - WESTMOR4 138 kV","LN PLVAL - HOLWD 138 kV","5/8/2015 7:27:10 PM -05:00","9/30/2015 11:54:54 PM -05:00"]
[21029,"TEMP80_21029","SWPP","INT","XF CRAIG 345/161 kV  ftlo XF CRAIG 345/161 kV",400,440,"XF CRAIG 345/161 kV","XF CRAIG 345/161 kV","6/11/2015 11:10:31 PM -05:00","9/30/2015 11:54:54 PM -05:00"]
[21089,"TEMP67_21089","SWPP","INT","LN LUBBOCKE - TUCO 115 kV  ftlo LN JONESSUB - TUCO 230 kV",88,88,"LN LUBBOCKE - TUCO 115 kV","LN JONESSUB - TUCO 230 kV","7/13/2015 12:55:49 PM -05:00","9/30/2015 11:54:54 PM -05:00"]
[21131,"TEMP23_21131","SWPP","INT","XF CARLISLE 230/115 kV  ftlo LN TUCO - STANTON 115 kV",160,168,"XF CARLISLE 230/115 kV","LN TUCO - STANTON 115 kV","8/5/2015 3:36:30 PM -05:00","9/30/2015 11:54:54 PM -05:00"]
[20608,"TMP144_20608","SWPP","INT","LN ARCAD7 - JONES_KA 138 kV  ftlo LN ARCAD7 - SEMINOLE 345 kV",268,308,"LN ARCAD7 - JONES_KA 138 kV","LN ARCAD7 - SEMINOLE 345 kV","10/28/2014 8:44:39 PM -05:00","9/30/2015 11:54:55 PM -05:00"]
[20677,"TMP147_20677","SWPP","INT","XF TIOG 138/69 kV  ftlo XF MARM 161/69 kV",100,110,"XF TIOG 138/69 kV","XF MARM 161/69 kV","12/9/2014 3:59:25 PM -06:00","9/30/2015 11:54:55 PM -05:00"]
[20825,"TMP125_20825","SWPP","INT","LN TEC - TECH 115 kV  ftlo LN STRA - 87TH_ST 345 kV",201,235,"LN TEC - TECH 115 kV","LN STRA - 87TH_ST 345 kV",null,"9/30/2015 11:54:55 PM -05:00"]
[20870,"TMP173_20870","SWPP","INT","LN KELL - TECH 161 kV  ftlo LN EASTTOWN - IATAN 345 kV",112,112,"LN KELL - TECH 161 kV","LN EASTTOWN - IATAN 345 kV","4/10/2015 3:01:20 PM -05:00","9/30/2015 11:54:55 PM -05:00"]
[20888,"TMP186_20888","SWPP","INT","LN BOYD - CDRLN 138 kV  ftlo LN PLVAL - HOLWD 138 kV",191,191,"LN BOYD - CDRLN 138 kV","LN PLVAL - HOLWD 138 kV","4/13/2015 3:03:58 PM -05:00","9/30/2015 11:54:55 PM -05:00"]
[20931,"TEMP95_20931","SWPP","INT","LN SLVRL - DVISN 138 kV  ftlo LN MEMRL - TNSTP 138 kV",268,308,"LN SLVRL - DVISN 138 kV","LN MEMRL - TNSTP 138 kV","5/1/2015 4:37:56 PM -05:00","9/30/2015 11:54:55 PM -05:00"]
[21116,"TMP103_21116","SWPP","INT","LN BA_NORTH - E_41_ST 138 kV  ftlo LN ONETA - RIVRSIDE 345 kV",221,221,"LN BA_NORTH - E_41_ST 138 kV","LN ONETA - RIVRSIDE 345 kV","7/24/2015 3:36:24 PM -05:00","9/30/2015 11:54:55 PM -05:00"]
[21117,"TMP107_21117","SWPP","INT","LN SEMINOLE - PRKLN1 138 kV  ftlo LN PITTSB9 - JHNSTNCO 345 kV",287,287,"LN SEMINOLE - PRKLN1 138 kV","LN PITTSB9 - JHNSTNCO 345 kV","7/24/2015 5:11:12 PM -05:00","9/30/2015 11:54:55 PM -05:00"]
[21119,"TMP149_21119","SWPP","INT","LN SPRGFLD - CLAY2 161 kV  ftlo LN SWPS5 - JRPS5 161 kV",189,189,"LN SPRGFLD - CLAY2 161 kV","LN SWPS5 - JRPS5 161 kV","7/27/2015 10:39:58 AM -05:00","9/30/2015 11:54:55 PM -05:00"]
[21173,"TMP156_21173","SWPP","INT","LN REDBUD - RIVRSIDE 345 kV  ftlo LN REDBUD - ARCAD7 345 kV",901,1055,"LN REDBUD - RIVRSIDE 345 kV","LN REDBUD - ARCAD7 345 kV","8/28/2015 3:19:53 PM -05:00","9/30/2015 11:54:55 PM -05:00"]
[21194,"TMP185_21194","SWPP","INT","LN MUSKTAP - GORE1 161 kV  ftlo LN ARK_NU - FTSMTH 500 kV",171,206,"LN MUSKTAP - GORE1 161 kV","LN ARK_NU - FTSMTH 500 kV","9/8/2015 4:06:30 PM -05:00","9/30/2015 11:54:55 PM -05:00"]
[21026,"TMP203_21026","WAPA","RCF","LN SIOUXFL - LAWRENC 115 kV  ftlo LN SIOUXFL - SPLIT_R 230 kV",184,184,"LN SIOUXFL - LAWRENC 115 kV","LN SIOUXFL - SPLIT_R 230 kV","6/10/2015 1:55:08 PM -05:00","10/1/2015 4:01:35 AM -05:00"]
[21083,"TEMP42_21083","SWPP","INT","LN PANTEX_S - HIGHL_TP 115 kV  ftlo LN MARTIN - HUTCH 115 kV",120,154,"LN PANTEX_S - HIGHL_TP 115 kV","LN MARTIN - HUTCH 115 kV","7/10/2015 6:56:25 AM -05:00","10/2/2015 4:14:25 PM -05:00"]
[21097,"TEMP76_21097","SWPP","INT","XF LAW_ES 138/69 kV  ftlo XF LAW_ES 138/69 kV",84,92,"XF LAW_ES 138/69 kV","XF LAW_ES 138/69 kV","7/15/2015 9:55:36 AM -05:00","10/2/2015 4:14:25 PM -05:00"]
[21143,"TEMP38_21143","SWPP","INT","LN HEC - HUNT_WR 115 kV  ftlo LN BARBER3 - NRSAWYER 115 kV",68,68,"LN HEC - HUNT_WR 115 kV","LN BARBER3 - NRSAWYER 115 kV","8/13/2015 1:09:14 PM -05:00","10/2/2015 4:14:25 PM -05:00"]
[21158,"TEMP44_21158","SWPP","INT","LN VERD_TAP - AMC_TAP 138 kV  ftlo LN NE_GAS - OWASSO 138 kV",136,136,"LN VERD_TAP - AMC_TAP 138 kV","LN NE_GAS - OWASSO 138 kV","8/17/2015 5:52:40 PM -05:00","10/2/2015 4:14:25 PM -05:00"]
[21231,"TEMP05_21231","SWPP","INT","LN MURR - 59TH 138 kV  ftlo LN 45TH_ST - GORD 138 kV",224,232,"LN MURR - 59TH 138 kV","LN 45TH_ST - GORD 138 kV","9/25/2015 3:47:26 PM -05:00","10/2/2015 4:14:25 PM -05:00"]
[21235,"TEMP07_21235","SWPP","INT","XF VALLIANT 345/138 kV  ftlo LN VALLIANT - HUGOPP4 345 kV",215,237,"XF VALLIANT 345/138 kV","LN VALLIANT - HUGOPP4 345 kV","9/25/2015 3:47:26 PM -05:00","10/2/2015 4:14:25 PM -05:00"]
[20534,"TMP126_20534","SWPP","INT","LN PETRSBG - ALBION2 115 kV  ftlo LN BLMFLD - GAVINS 115 kV",137,151,"LN PETRSBG - ALBION2 115 kV","LN BLMFLD - GAVINS 115 kV","9/19/2014 7:49:40 AM -05:00","10/2/2015 4:14:26 PM -05:00"]
[20868,"TMP159_20868","SWPP","INT","LN TECH - STULT 115 kV  ftlo LN HOYT - STRA 345 kV",86,92,"LN TECH - STULT 115 kV","LN HOYT - STRA 345 kV","4/9/2015 11:25:28 AM -05:00","10/2/2015 4:14:26 PM -05:00"]
[20964,"TEMP96_20964","SWPP","INT","LN FTGIB1 - MUSKTAP 161 kV  ftlo LN CEDARCRS - TAHLQH5 161 kV",166,166,"LN FTGIB1 - MUSKTAP 161 kV","LN CEDARCRS - TAHLQH5 161 kV","5/14/2015 2:55:57 PM -05:00","10/2/2015 4:14:26 PM -05:00"]
[21104,"TMP140_21104","SWPP","INT","LN LINWOOD2 - CEDARGRO 138 kV  ftlo LN ARSENAL - FORTHUM 138 kV",235,235,"LN LINWOOD2 - CEDARGRO 138 kV","LN ARSENAL - FORTHUM 138 kV","7/16/2015 8:23:59 AM -05:00","10/2/2015 4:14:26 PM -05:00"]
[21108,"TEMP89_21108","SWPP","INT","LN EAST_PLA - PIERCE_T 115 kV  ftlo LN HARRSUB - RANDALL1 230 kV",120,120,"LN EAST_PLA - PIERCE_T 115 kV","LN HARRSUB - RANDALL1 230 kV","7/22/2015 11:46:41 PM -05:00","10/2/2015 4:14:26 PM -05:00"]
[21121,"TMP129_21121","SWPP","INT","LN CARTHAGE - LAR3821 161 kV  ftlo LN TIP2921 - MONETT 161 kV",191,191,"LN CARTHAGE - LAR3821 161 kV","LN TIP2921 - MONETT 161 kV","7/28/2015 11:02:22 AM -05:00","10/2/2015 4:14:26 PM -05:00"]
[21167,"TEMP79_21167","SWPP","INT","LN COLI - TECH 115 kV  ftlo LN TEC - TECH 115 kV",106,106,"LN COLI - TECH 115 kV","LN TEC - TECH 115 kV","8/24/2015 2:22:38 PM -05:00","10/2/2015 4:14:26 PM -05:00"]
[21202,"TEMP88_21202","SWPP","INT","LN 9THST4 - RAMSEY2 138 kV  ftlo LN SONR1 - CLEVLND7 345 kV",120,120,"LN 9THST4 - RAMSEY2 138 kV","LN SONR1 - CLEVLND7 345 kV","9/14/2015 11:16:38 PM -05:00","10/2/2015 4:14:26 PM -05:00"]
[20901,"TMP190_20901","SWPP","INT","LN ELK-CITY - CLINT_J 138 kV  ftlo LN HOBART_J - MARTHA 138 kV",152,152,"LN ELK-CITY - CLINT_J 138 kV","LN HOBART_J - MARTHA 138 kV",null,"10/2/2015 4:14:27 PM -05:00"]
[21124,"TMP175_21124","SWPP","INT","LN FTRANDL - SPENCE1 115 kV  ftlo LN BLMFLD - CREITON 115 kV",120,120,"LN FTRANDL - SPENCE1 115 kV","LN BLMFLD - CREITON 115 kV","7/29/2015 3:26:59 PM -05:00","10/2/2015 4:14:27 PM -05:00"]
[21215,"TMP206_21215","SWPP","INT","LN W_GARDNR - BNSF 161 kV  ftlo LN OVRLD_PK - BRKRIDGE 161 kV",351,351,"LN W_GARDNR - BNSF 161 kV","LN OVRLD_PK - BRKRIDGE 161 kV","9/18/2015 8:11:51 PM -05:00","10/2/2015 4:14:27 PM -05:00"]
[21216,"TMP200_21216","SWPP","INT","XF CUNNSUB 230/115 kV  ftlo LN CUNNSUB - HOBBS 230 kV",167,167,"XF CUNNSUB 230/115 kV","LN CUNNSUB - HOBBS 230 kV","9/20/2015 3:30:25 AM -05:00","10/2/2015 4:14:27 PM -05:00"]
[21260,"TEMP05_21260","SWPP","INT","XF LARAMIE 345/23.4 kV  ftlo LN STEGALL - WAYSID_W 230 kV",555,555,"XF LARAMIE 345/23.4 kV","LN STEGALL - WAYSID_W 230 kV","10/5/2015 5:05:35 PM -05:00","10/5/2015 5:12:06 PM -05:00"]
[19847,"TEMP58_19847","SWPP","RCF","LN CBLUFFS - SUB1206 161 kV  ftlo LN CBLUFFS - SUB3456 345 kV",558,558,"LN CBLUFFS - SUB1206 161 kV","LN CBLUFFS - SUB3456 345 kV",null,"10/8/2015 4:07:27 PM -05:00"]
[21010,"TEMP01_21010","SWPP","RCF","LN ST_JOE - MIDWAY5 161 kV  ftlo LN ST_JOE - COOPER 345 kV",184,199,"LN ST_JOE - MIDWAY5 161 kV","LN ST_JOE - COOPER 345 kV","6/8/2015 10:35:24 PM -05:00","10/8/2015 4:07:27 PM -05:00"]
[21076,"TEMP10_21076","SWPP","RCF","XF FTSMTH 500/161 kV  ftlo LN LYDIA - VALLIANT 345 kV",493,493,"XF FTSMTH 500/161 kV","LN LYDIA - VALLIANT 345 kV","7/3/2015 5:36:33 PM -05:00","10/8/2015 4:07:27 PM -05:00"]
[20565,"TMP142_20565","SWPP","RCF","LN NEBRCTY - COOPER 345 kV  ftlo LN MOORE - COOPER 345 kV",1195,1195,"LN NEBRCTY - COOPER 345 kV","LN MOORE - COOPER 345 kV","10/2/2014 4:33:05 PM -05:00","10/8/2015 4:07:28 PM -05:00"]
[20709,"TMP120_20709","SWPP","RCF","XF TURK_PP 138/115 kV  ftlo LN LONGWOO - SAREPT 345 kV",194,219,"XF TURK_PP 138/115 kV","LN LONGWOO - SAREPT 345 kV","1/8/2015 4:03:11 PM -06:00","10/8/2015 4:07:28 PM -05:00"]
[20822,"TMP121_20822","SWPP","RCF","XF FTSMTH 500/161 kV  ftlo XF FTSMTH 500/161 kV",493,493,"XF FTSMTH 500/161 kV","XF FTSMTH 500/161 kV","3/11/2015 10:48:48 AM -05:00","10/8/2015 4:07:28 PM -05:00"]
[20987,"TMP108_20987","SWPP","RCF","LN NEBRCTY - SUB3456 345 kV  ftlo LN NEBRCTY - 103_ROKE 345 kV",956,956,"LN NEBRCTY - SUB3456 345 kV","LN NEBRCTY - 103_ROKE 345 kV","5/27/2015 5:18:59 PM -05:00","10/8/2015 4:07:28 PM -05:00"]
[21243,"TEMP20_21243","MISO","RCF","LN PAT_WX - FULTON_C 115 kV  ftlo LN NWTEXAR - LYDIA 345 kV",158,158,"LN PAT_WX - FULTON_C 115 kV","LN NWTEXAR - LYDIA 345 kV","10/1/2015 12:01:33 AM -05:00","10/28/2015 3:05:48 PM -05:00"]
[20782,"TMP171_20782","MISO_N","RCF","LN PLYMOTH - SIOUXCY 161 kV  ftlo LN RAUN - SIOUXCY 345 kV",199,444,"LN PLYMOTH - SIOUXCY 161 kV","LN RAUN - SIOUXCY 345 kV","2/24/2015 6:46:49 PM -06:00","11/1/2015 12:07:39 AM -05:00"]
[20950,"TEMP97_20950","MISO","RCF","LN VIENNA - TRCR 115 kV  ftlo XF MCNEIL 500/115 kV",115,115,"LN VIENNA - TRCR 115 kV","XF MCNEIL 500/115 kV","5/15/2015 10:33:20 AM -05:00","11/1/2015 12:07:39 AM -05:00"]
[21016,"TEMP94_21016","MISO","RCF","XF RAUN 345/161 kV  ftlo XF RAUN 345/1 kV",335,335,"XF RAUN 345/161 kV","XF RAUN 345/1 kV","6/15/2015 5:31:45 PM -05:00","11/1/2015 12:07:39 AM -05:00"]
[21123,"TMP137_21123","MISO","RCF","LN WODWRD - ALTIMX 115 kV  ftlo LN RITCHE - STUTRK 230 kV",106,106,"LN WODWRD - ALTIMX 115 kV","LN RITCHE - STUTRK 230 kV","7/29/2015 5:19:44 PM -05:00","11/1/2015 12:07:39 AM -05:00"]
[3340,"TMP171_3340","MISO_N","RCF","LN PLYMOTH - SIOUXCY 161 kV  ftlo LN RAUN - SIOUXCY 345 kV",199,444,"LN PLYMOTH - SIOUXCY 161 kV","LN RAUN - SIOUXCY 345 kV","11/1/2015 12:07:33 AM -05:00","11/1/2015 3:03:35 PM -06:00"]
[20782,"TMP171_20782","MISO_N","RCF","LN PLYMOTH - SIOUXCY 161 kV  ftlo LN RAUN - SIOUXCY 345 kV",199,444,"LN PLYMOTH - SIOUXCY 161 kV","LN RAUN - SIOUXCY 345 kV","2/24/2015 6:46:49 PM -06:00","11/3/2015 9:01:34 AM -06:00"]
[20950,"TEMP97_20950","MISO","RCF","LN VIENNA - TRCR 115 kV  ftlo XF MCNEIL 500/115 kV",115,115,"LN VIENNA - TRCR 115 kV","XF MCNEIL 500/115 kV","5/15/2015 10:33:20 AM -05:00","11/3/2015 9:01:34 AM -06:00"]
[21016,"TEMP94_21016","MISO","RCF","XF RAUN 345/161 kV  ftlo XF RAUN 345/1 kV",335,335,"XF RAUN 345/161 kV","XF RAUN 345/1 kV","6/15/2015 5:31:45 PM -05:00","11/3/2015 9:01:34 AM -06:00"]
[21123,"TMP137_21123","MISO","RCF","LN WODWRD - ALTIMX 115 kV  ftlo LN RITCHE - STUTRK 230 kV",106,106,"LN WODWRD - ALTIMX 115 kV","LN RITCHE - STUTRK 230 kV","7/29/2015 5:19:44 PM -05:00","11/3/2015 9:01:34 AM -06:00"]
[21281,"TEMP32_21281","SWPP","RCF",null,84,84,"XF TR1 161/69 KV",null,null,"11/6/2015 6:00:00 PM +00:00"]
[1036,"TEMP40_1036","TVA","RCF","LN SHAW - MARSHA1 500 kV  ftlo LN SANSSU - SHELBYTV 500 kV",1732,1732,"LN SHAW - MARSHA1 500 kV","LN SANSSU - SHELBYTV 500 kV",null,"11/30/2015 11:58:49 PM -06:00"]
[20292,"TEMP22_20292","SWPP","INT","LN CRSW - KSC04 69 kV  ftlo LN HAYS - PECK 69 kV",35,37,"LN CRSW - KSC04 69 kV","LN HAYS - PECK 69 kV",null,"11/30/2015 11:58:49 PM -06:00"]
[20424,"TEMP09_20424","SWPP","INT","XF GORD 345/138 kV  ftlo XF GORD 345/138 kV",400,430,"XF GORD 345/138 kV","XF GORD 345/138 kV","7/9/2014 7:24:49 PM -05:00","11/30/2015 11:58:49 PM -06:00"]
[20433,"TEMP06_20433","SWPP","INT","LN TONNECE - SILOAM 161 kV  ftlo LN TONNECE - FLINTCRK 345 kV",286,286,"LN TONNECE - SILOAM 161 kV","LN TONNECE - FLINTCRK 345 kV",null,"11/30/2015 11:58:49 PM -06:00"]
[21002,"TEMP92_21002","SWPP","INT","LN ONETA - BA_NORTH 138 kV  ftlo XF TULSA_NO 345/138 kV",336,384,"LN ONETA - BA_NORTH 138 kV","XF TULSA_NO 345/138 kV","6/4/2015 1:59:22 PM -05:00","11/30/2015 11:58:49 PM -06:00"]
[21065,"TEMP28_21065","SWPP","INT","LN PRALEE - BLSPS 161 kV  ftlo LN PHILL - SIBLEY 345 kV",278,302,"LN PRALEE - BLSPS 161 kV","LN PHILL - SIBLEY 345 kV","6/29/2015 11:58:21 AM -05:00","11/30/2015 11:58:49 PM -06:00"]
[21112,"TEMP91_21112","SWPP","INT","LN BA_NORTH - E_41_ST 138 kV  ftlo LN ONETA - 121LYNN4 138 kV",221,221,"LN BA_NORTH - E_41_ST 138 kV","LN ONETA - 121LYNN4 138 kV","7/23/2015 2:39:31 PM -05:00","11/30/2015 11:58:49 PM -06:00"]
[21142,"TEMP04_21142","SWPP","INT","LN ARENDS - FOSTRACB 69 kV  ftlo LN CAYLER - TRIBOJI 161 kV",69,69,"LN ARENDS - FOSTRACB 69 kV","LN CAYLER - TRIBOJI 161 kV","8/13/2015 7:32:56 AM -05:00","11/30/2015 11:58:49 PM -06:00"]
[21224,"TEMP18_21224","SWPP","INT","LN NELIGH - CLRWATR 115 kV  ftlo LN PTRBRG_N - PETRSBG 115 kV",120,132,"LN NELIGH - CLRWATR 115 kV","LN PTRBRG_N - PETRSBG 115 kV","9/23/2015 8:26:02 AM -05:00","11/30/2015 11:58:49 PM -06:00"]
[21241,"TEMP73_21241","SWPP","INT","LN WILKES - MUNZ_CTY 138 kV  ftlo LN LYDIA - NWTEXAR 345 kV",179,188,"LN WILKES - MUNZ_CTY 138 kV","LN LYDIA - NWTEXAR 345 kV","9/27/2015 5:04:26 PM -05:00","11/30/2015 11:58:49 PM -06:00"]
[21310,"TEMP58_21310","SWPP","INT","XF MIDJ 230/115 kV  ftlo LN LAWH - SWIS 230 kV",280,308,"XF MIDJ 230/115 kV","LN LAWH - SWIS 230 kV","10/21/2015 4:46:10 PM -05:00","11/30/2015 11:58:49 PM -06:00"]
[21319,"TEMP45_21319","SWPP","INT","LN VALLIANT - IDABEL 138 kV  ftlo LN HUGO - VALLIANT 138 kV",206,206,"LN VALLIANT - IDABEL 138 kV","LN HUGO - VALLIANT 138 kV","10/23/2015 10:13:03 PM -05:00","11/30/2015 11:58:49 PM -06:00"]
[2661,"TEMP62_2661","AECI","CFG","LN MONTROSE - CLINTON 161 kV  ftlo XF OVER 345/161 kV",501,501,"LN MONTROSE - CLINTON 161 kV","XF OVER 345/161 kV",null,"11/30/2015 11:58:49 PM -06:00"]
[2663,"TEMP69_2663","AECI","CFG","LN LEBANON2 - ORLA 161 kV  ftlo LN HUBEN - MARSHFLD 161 kV",156,162,"LN LEBANON2 - ORLA 161 kV","LN HUBEN - MARSHFLD 161 kV","9/5/2014 10:42:42 AM -05:00","11/30/2015 11:58:49 PM -06:00"]
[3085,"TEMP90_3085","MISO","RCF","ZBR MOB_TAP - MOB 161 kV  ftlo LN TH_HILL - SALISBRY 161 kV",335,335,"ZBR MOB_TAP - MOB 161 kV","LN TH_HILL - SALISBRY 161 kV","5/13/2015 5:45:05 PM -05:00","11/30/2015 11:58:49 PM -06:00"]
[6341,"TEMP86_6341","MISO","RCF","LN WODWRD - ALTIMX 115 kV  ftlo LN WODWRD - STUTRK 230 kV",106,106,"LN WODWRD - ALTIMX 115 kV","LN WODWRD - STUTRK 230 kV","8/3/2015 10:57:33 PM -05:00","11/30/2015 11:58:49 PM -06:00"]
[1317,"TMP110_1317","MISO_S","RCF","LN DARD_D - DARDNL 161 kV  ftlo LN ARK_NU - FTSMTH 500 kV",223,223,"LN DARD_D - DARDNL 161 kV","LN ARK_NU - FTSMTH 500 kV","2/23/2015 1:59:50 PM -06:00","11/30/2015 11:58:50 PM -06:00"]
[1343,"TMP113_1343","MISO","RCF","LN ALLEN1 - HORNLK 161 kV  ftlo XF FREPT5 500/1 kV",208,208,"LN ALLEN1 - HORNLK 161 kV","XF FREPT5 500/1 kV","8/13/2015 9:47:59 AM -05:00","11/30/2015 11:58:50 PM -06:00"]
[1905,"TMP139_1905","MISO","RCF","LN G_GULF - FRKLIN 500 kV  ftlo LN RBEHV - FRKLIN 500 kV",2598,2598,"LN G_GULF - FRKLIN 500 kV","LN RBEHV - FRKLIN 500 kV","8/13/2015 9:47:59 AM -05:00","11/30/2015 11:58:50 PM -06:00"]
[1942,"TMP143_1942","MISO","RCF","XF HARTBG 230/1 kV  ftlo LN CYP - HARTBG 500 kV",801,801,"XF HARTBG 230/1 kV","LN CYP - HARTBG 500 kV","8/13/2015 9:47:59 AM -05:00","11/30/2015 11:58:50 PM -06:00"]
[21349,"TEMP95_21349","SWPP","INT","XF MOORE 345/115 kV  ftlo LN NEBRCTY - SUB3456 345 kV",307,338,"XF MOORE 345/115 kV","LN NEBRCTY - SUB3456 345 kV","11/14/2015 3:31:23 AM -06:00","11/30/2015 11:58:50 PM -06:00"]
[3133,"TMP150_3133","MISO","RCF","LN LABADIE - MASN 345 kV  ftlo LN LABADIE - WLWD 345 kV",1432,1432,"LN LABADIE - MASN 345 kV","LN LABADIE - WLWD 345 kV","8/13/2015 9:47:59 AM -05:00","11/30/2015 11:58:50 PM -06:00"]
[3184,"TMP134_3184","MISO_N","RCF","XF OVER 345/161 kV  ftlo LN OVER - SIBL_KCP 345 kV",201,300,"XF OVER 345/161 kV","LN OVER - SIBL_KCP 345 kV","3/5/2015 10:29:24 AM -06:00","11/30/2015 11:58:50 PM -06:00"]
[3333,"TMP128_3333","MISO","RCF","LN HASTING - CLARNDA 161 kV  ftlo LN ST_JOE - FAIRPORT 345 kV",199,199,"LN HASTING - CLARNDA 161 kV","LN ST_JOE - FAIRPORT 345 kV","8/31/2015 11:59:25 PM -05:00","11/30/2015 11:58:50 PM -06:00"]
[6337,"TMP124_6337","MISO","RCF","LN NORFORK - CALICO 161 kV  ftlo XF INDEP2 500/161 kV",148,148,"LN NORFORK - CALICO 161 kV","XF INDEP2 500/161 kV","8/3/2015 10:57:33 PM -05:00","11/30/2015 11:58:50 PM -06:00"]
[6708,"TMP118_6708","MISO","RCF","XF EL_EHV 500/1 kV  ftlo XF MCNEIL 500/115 kV",433,433,"XF EL_EHV 500/1 kV","XF MCNEIL 500/115 kV","8/13/2015 9:47:59 AM -05:00","11/30/2015 11:58:50 PM -06:00"]
[6726,"TMP141_6726","MISO","RCF","LN GRI - MTZ 138 kV  ftlo LN MOLIVE - HARTBG 500 kV",206,206,"LN GRI - MTZ 138 kV","LN MOLIVE - HARTBG 500 kV","8/13/2015 9:47:59 AM -05:00","11/30/2015 11:58:50 PM -06:00"]
[6734,"TMP117_6734","MISO","RCF","LN BYULAB - WEB 500 kV  ftlo LN FCY - BC2 500 kV",2281,2281,"LN BYULAB - WEB 500 kV","LN FCY - BC2 500 kV","8/13/2015 9:47:59 AM -05:00","11/30/2015 11:58:50 PM -06:00"]
[6744,"TMP105_6744","MISO","RCF","LN ANDRUS - IND230 230 kV  ftlo LN LAKOVR - MCADMS 500 kV",462,462,"LN ANDRUS - IND230 230 kV","LN LAKOVR - MCADMS 500 kV","8/13/2015 9:47:59 AM -05:00","11/30/2015 11:58:50 PM -06:00"]
[6753,"TMP106_6753","MISO","RCF","XF ANDRUS 230/115 kV  ftlo LN ANDRUS - IND230 230 kV",392,392,"XF ANDRUS 230/115 kV","LN ANDRUS - IND230 230 kV","8/13/2015 9:47:59 AM -05:00","11/30/2015 11:58:50 PM -06:00"]
[6806,"TMP145_6806","MISO","RCF","XF HORNLK 161/115 kV  ftlo XF FREPT5 500/1 kV",120,120,"XF HORNLK 161/115 kV","XF FREPT5 500/1 kV","8/13/2015 9:47:59 AM -05:00","11/30/2015 11:58:50 PM -06:00"]
[6811,"TMP138_6811","MISO","RCF","LN WODWRD - ALTIMX 115 kV  ftlo LN KEO - WMPEHV 500 kV",106,106,"LN WODWRD - ALTIMX 115 kV","LN KEO - WMPEHV 500 kV","7/29/2015 5:19:44 PM -05:00","11/30/2015 11:58:50 PM -06:00"]
[6820,"TMP146_6820","MISO","RCF","LN HORNLK - DESOTO_E 115 kV  ftlo LN FREPT5 - TWKLTN 230 kV",120,120,"LN HORNLK - DESOTO_E 115 kV","LN FREPT5 - TWKLTN 230 kV","8/13/2015 9:47:59 AM -05:00","11/30/2015 11:58:50 PM -06:00"]
[6834,"TMP111_6834","MISO","RCF","XF ARK_NU 500/1 kV  ftlo LN ARK_NU - PLS_HL 500 kV",672,672,"XF ARK_NU 500/1 kV","LN ARK_NU - PLS_HL 500 kV","8/13/2015 9:47:59 AM -05:00","11/30/2015 11:58:50 PM -06:00"]
[1330,"TMP151_1330","MISO","RCF","XF MCADMS 500/1 kV  ftlo LN MCADMS - LAKOVR 500 kV",615,615,"XF MCADMS 500/1 kV","LN MCADMS - LAKOVR 500 kV","8/13/2015 9:47:59 AM -05:00","11/30/2015 11:58:51 PM -06:00"]
[1900,"TMP166_1900","MISO_S","RCF","LN SUMMIT_E - HRSN_E 161 kV  ftlo LN BULL_SHL - HILTOP_E 161 kV",150,156,"LN SUMMIT_E - HRSN_E 161 kV","LN BULL_SHL - HILTOP_E 161 kV","2/21/2015 9:11:38 PM -06:00","11/30/2015 11:58:51 PM -06:00"]
[1971,"TMP152_1971","MISO","RCF","XF MCADMS 500/1 kV  ftlo LN CHOCTAW - 8CLAY 500 kV",615,615,"XF MCADMS 500/1 kV","LN CHOCTAW - 8CLAY 500 kV","8/13/2015 9:48:00 AM -05:00","11/30/2015 11:58:51 PM -06:00"]
[21189,"TMP163_21189","SWPP","INT","XF VALLIANT 345/138 kV  ftlo LN HUGOPP4 - VALLIANT 345 kV",211,240,"XF VALLIANT 345/138 kV","LN HUGOPP4 - VALLIANT 345 kV","9/3/2015 2:10:18 PM -05:00","11/30/2015 11:58:51 PM -06:00"]
[21214,"TMP180_21214","SWPP","INT","LN COLHYDRO - CRESTON 115 kV  ftlo LN RAUN - SIOUXCY 345 kV",120,132,"LN COLHYDRO - CRESTON 115 kV","LN RAUN - SIOUXCY 345 kV","9/18/2015 8:11:51 PM -05:00","11/30/2015 11:58:51 PM -06:00"]
[3130,"TMP174_3130","MISO","RCF","XF STFR 345/138 kV  ftlo LN STFR - LUTS 345 kV",598,598,"XF STFR 345/138 kV","LN STFR - LUTS 345 kV","8/13/2015 9:48:00 AM -05:00","11/30/2015 11:58:51 PM -06:00"]
[3175,"TMP175_3175","AECI","CFG","XF PLMY 345/161 kV  ftlo LN SPCK - MTGY 345 kV",336,336,"XF PLMY 345/161 kV","LN SPCK - MTGY 345 kV","10/12/2015 11:07:37 PM -05:00","11/30/2015 11:58:51 PM -06:00"]
[3316,"TMP162_3316","MISO_N","RCF","LN MRYVL_SJ - CLARNDA 161 kV  ftlo LN ATCHISNM - BOONVIL2 345 kV",109,152,"LN MRYVL_SJ - CLARNDA 161 kV","LN ATCHISNM - BOONVIL2 345 kV","2/21/2015 9:11:37 PM -06:00","11/30/2015 11:58:51 PM -06:00"]
[6509,"TMP158_6509","MISO","RCF","XF NELSON_E 500/230 kV  ftlo LN NELSON_E - HARTBG 500 kV",560,560,"XF NELSON_E 500/230 kV","LN NELSON_E - HARTBG 500 kV","8/13/2015 9:47:59 AM -05:00","11/30/2015 11:58:51 PM -06:00"]
[6510,"TMP165_6510","MISO","RCF","LN PERVIL - B_WLSN 500 kV  ftlo LN WELLS_E - WEB 500 kV",1732,1732,"LN PERVIL - B_WLSN 500 kV","LN WELLS_E - WEB 500 kV","8/13/2015 9:48:00 AM -05:00","11/30/2015 11:58:51 PM -06:00"]
[6517,"TMP160_6517","MISO","RCF","XF NELSON_E 500/230 kV  ftlo LN NELSON_E - RICHRD 500 kV",560,560,"XF NELSON_E 500/230 kV","LN NELSON_E - RICHRD 500 kV","8/13/2015 9:48:00 AM -05:00","11/30/2015 11:58:51 PM -06:00"]
[6530,"TMP157_6530","MISO","RCF","ZBR MOB_TAP - MOB 161 kV  ftlo LN MCC2 - MCRD 345 kV",335,335,"ZBR MOB_TAP - MOB 161 kV","LN MCC2 - MCRD 345 kV","8/13/2015 9:47:59 AM -05:00","11/30/2015 11:58:51 PM -06:00"]
[6720,"TMP161_6720","MISO","RCF","XF NELSON_E 500/230 kV  ftlo XF NELSON_E 230/20 kV",560,560,"XF NELSON_E 500/230 kV","XF NELSON_E 230/20 kV","8/13/2015 9:48:00 AM -05:00","11/30/2015 11:58:51 PM -06:00"]
[6729,"TMP177_6729","MISO","RCF","LN TBD - LCH 138 kV  ftlo LN MOLIVE - HARTBG 500 kV",145,145,"LN TBD - LCH 138 kV","LN MOLIVE - HARTBG 500 kV","8/13/2015 9:48:00 AM -05:00","11/30/2015 11:58:51 PM -06:00"]
[6784,"TMP154_6784","MISO","RCF","LN MINDE3 - SAREPT 115 kV  ftlo LN MOLIVE - EL_EHV 500 kV",159,159,"LN MINDE3 - SAREPT 115 kV","LN MOLIVE - EL_EHV 500 kV","8/13/2015 9:47:59 AM -05:00","11/30/2015 11:58:51 PM -06:00"]
[6797,"TMP153_6797","MISO","RCF","LN MINDE3 - SAREPT 115 kV  ftlo LN GRI - CROCKETT 345 kV",159,159,"LN MINDE3 - SAREPT 115 kV","LN GRI - CROCKETT 345 kV","8/13/2015 9:47:59 AM -05:00","11/30/2015 11:58:51 PM -06:00"]
[6804,"TMP176_6804","MISO","RCF","LN SAREPT - MINDE3 115 kV  ftlo LN EL_EHV - MOLIVE 500 kV",159,159,"LN SAREPT - MINDE3 115 kV","LN EL_EHV - MOLIVE 500 kV","8/13/2015 9:48:00 AM -05:00","11/30/2015 11:58:51 PM -06:00"]
[6807,"TMP179_6807","MISO","RCF","XF WMPEHV 500/1 kV  ftlo LN SHELBYTV - SANSSU 500 kV",442,442,"XF WMPEHV 500/1 kV","LN SHELBYTV - SANSSU 500 kV","8/13/2015 9:48:00 AM -05:00","11/30/2015 11:58:51 PM -06:00"]
[6817,"TMP172_6817","MISO","RCF","LN QUITMN - BEE_BR 161 kV  ftlo LN RUSL_E - RUSL_S 161 kV",223,223,"LN QUITMN - BEE_BR 161 kV","LN RUSL_E - RUSL_S 161 kV","8/13/2015 9:48:00 AM -05:00","11/30/2015 11:58:51 PM -06:00"]
[1964,"TMP183_1964","MISO","RCF","LN HORNLK - ALLEN1 161 kV  ftlo XF FREPT5 500/1 kV",208,208,"LN HORNLK - ALLEN1 161 kV","XF FREPT5 500/1 kV","9/15/2015 9:12:33 PM -05:00","11/30/2015 11:58:52 PM -06:00"]
[20588,"TMP195_20588","SWPP","INT","XF SIOUXCY 230/1 kV  ftlo XF RAUN 345/161 kV",250,313,"XF SIOUXCY 230/1 kV","XF RAUN 345/161 kV","5/31/2015 11:54:58 PM -05:00","11/30/2015 11:58:52 PM -06:00"]
[21206,"TMP193_21206","SWPP","INT","LN COLHYDRO - CRESTON 115 kV  ftlo LN RAUN - HOSKINS 345 kV",120,132,"LN COLHYDRO - CRESTON 115 kV","LN RAUN - HOSKINS 345 kV","9/15/2015 9:47:16 PM -05:00","11/30/2015 11:58:52 PM -06:00"]
[21328,"TMP212_21328","SWPP","INT","LN SUB1221 - SUB1231 161 kV  ftlo LN SUB3456 - SUB3459 345 kV",217,217,"LN SUB1221 - SUB1231 161 kV","LN SUB3456 - SUB3459 345 kV","11/3/2015 12:01:33 PM -06:00","11/30/2015 11:58:52 PM -06:00"]
[6717,"TMP181_6717","MISO","RCF","LN WODWRD - STUTRK 230 kV  ftlo LN KEO - WMPEHV 500 kV",342,342,"LN WODWRD - STUTRK 230 kV","LN KEO - WMPEHV 500 kV","8/13/2015 9:48:00 AM -05:00","11/30/2015 11:58:52 PM -06:00"]
[3340,"TMP171_3340","MISO_N","RCF","LN PLYMOTH - SIOUXCY 161 kV  ftlo LN RAUN - SIOUXCY 345 kV",446,491,"LN PLYMOTH - SIOUXCY 161 kV","LN RAUN - SIOUXCY 345 kV","11/1/2015 12:07:33 AM -05:00","12/29/2015 11:56:50 PM -06:00"]
[21262,"TEMP13_21262","MISO","RCF","XF MCHENRY 230/1 kV  ftlo LN LELANDO - LOGANWA 230 kV",105,105,"XF MCHENRY 230/1 kV","LN LELANDO - LOGANWA 230 kV","10/6/2015 4:30:55 PM -05:00","1/6/2016 8:54:34 AM -06:00"]
[21262,"TEMP13_21262","MISO","RCF","XF MCHENRY 230/1 kV  ftlo LN LELANDO - LOGANWA 230 kV",105,105,"XF MCHENRY 230/1 kV","LN LELANDO - LOGANWA 230 kV","10/6/2015 4:30:55 PM -05:00","1/6/2016 10:34:34 AM -06:00"]
[21579,"TMP180_21579","SWPP","INT","XF TARBY1 161/69 kV  ftlo LN AES5 - BONTP 161 kV",123,134,"XF TARBY1 161/69 kV","LN AES5 - BONTP 161 kV","2/22/2016 10:57:58 AM -06:00","2/23/2016 6:37:31 AM -06:00"]
[21260,"TEMP05_21260","SWPP","INT",null,9999,9999,"XF LARAMIE 345/23.4 kV",null,"10/5/2015 5:05:35 PM -05:00","3/4/2016 2:19:32 PM -06:00"]
[21237,"TEMP12_21237","SWPP","INT","LN TILDEN - BATTLCR 115 kV  ftlo LN PETRSBG - PTRBRG_N 115 kV",120,132,"LN TILDEN - BATTLCR 115 kV","LN PETRSBG - PTRBRG_N 115 kV","9/26/2015 8:37:26 PM -05:00","3/4/2016 2:25:31 PM -06:00"]
[21270,"TEMP10_21270","SWPP","INT","XF KNOLL1 230/115 kV  ftlo LN G_GENT1 - REDWLO1 345 kV",200,224,"XF KNOLL1 230/115 kV","LN G_GENT1 - REDWLO1 345 kV","10/10/2015 11:21:03 PM -05:00","3/4/2016 2:25:31 PM -06:00"]
[21276,"TEMP27_21276","SWPP","INT","LN BONANZA - HACKETT 161 kV  ftlo LN BONTP - BEVYTAP5 161 kV",196,212,"LN BONANZA - HACKETT 161 kV","LN BONTP - BEVYTAP5 161 kV","10/12/2015 4:29:27 PM -05:00","3/4/2016 2:25:31 PM -06:00"]
[21380,"TEMP22_21380","SWPP","INT","LN SUB1221 - SUB1231 161 kV  ftlo LN SUB3454 - FT_CAL 345 kV",217,217,"LN SUB1221 - SUB1231 161 kV","LN SUB3454 - FT_CAL 345 kV","12/7/2015 6:23:34 PM -06:00","3/4/2016 2:25:31 PM -06:00"]
[21277,"TEMP29_21277","SWPP","INT","LN KNOLL1 - NHAYS 115 kV  ftlo LN POSTROCK - SPERVI1 345 kV",83,99,"LN KNOLL1 - NHAYS 115 kV","LN POSTROCK - SPERVI1 345 kV","10/12/2015 6:01:32 PM -05:00","3/4/2016 2:31:23 PM -06:00"]
[21292,"TEMP34_21292","SWPP","INT","LN JEFF - MORR 345 kV  ftlo LN JEFF - HOYT 345 kV",956,956,"LN JEFF - MORR 345 kV","LN JEFF - HOYT 345 kV","10/20/2015 1:02:36 PM -05:00","3/4/2016 2:31:23 PM -06:00"]
[21265,"TEMP38_21265","SWPP","INT","LN PENT - MUND3 115 kV  ftlo LN IATAN - NASHUA 345 kV",173,206,"LN PENT - MUND3 115 kV","LN IATAN - NASHUA 345 kV","10/7/2015 3:00:50 PM -05:00","3/4/2016 2:31:24 PM -06:00"]
[21295,"TEMP37_21295","SWPP","INT","LN ASB3491 - CJ366 161 kV  ftlo LN N345 - BLACKBRY 345 kV",223,223,"LN ASB3491 - CJ366 161 kV","LN N345 - BLACKBRY 345 kV","10/20/2015 7:09:32 PM -05:00","3/4/2016 2:31:24 PM -06:00"]
[21296,"TEMP39_21296","SWPP","INT","LN BEAPWRST - CLATONIA 115 kV  ftlo LN BEAPWRST - SHELDON 115 kV",140,154,"LN BEAPWRST - CLATONIA 115 kV","LN BEAPWRST - SHELDON 115 kV","10/21/2015 8:50:15 AM -05:00","3/4/2016 2:37:27 PM -06:00"]
[21318,"TEMP44_21318","SWPP","INT","LN VALLIANT - IDABEL 138 kV  ftlo LN VALLANT - IDABEL2 138 kV",253,256,"LN VALLIANT - IDABEL 138 kV","LN VALLANT - IDABEL2 138 kV",null,"3/4/2016 2:37:27 PM -06:00"]
[21324,"TEMP59_21324","SWPP","INT","XF DEQUEEN 138/69 kV  ftlo LN LYDIA - WELSH 345 kV",97,118,"XF DEQUEEN 138/69 kV","LN LYDIA - WELSH 345 kV","11/2/2015 10:47:48 PM -06:00","3/4/2016 2:37:27 PM -06:00"]
[21381,"TEMP45_21381","SWPP","INT","LN SHOOTSTR - GRNBUR1 115 kV  ftlo LN NFTDODG3 - SPERVI1 115 kV",119.5,148.19999694824199,"LN SHOOTSTR - GRNBUR1 115 kV","LN NFTDODG3 - SPERVI1 115 kV","12/8/2015 7:46:45 AM -06:00","3/4/2016 2:37:27 PM -06:00"]
[21382,"TEMP62_21382","SWPP","INT","LN CANADAY - JOHNSON2 115 kV  ftlo LN C_CREEK - N_PLT1 230 kV",80,88,"LN CANADAY - JOHNSON2 115 kV","LN C_CREEK - N_PLT1 230 kV","12/8/2015 4:55:38 PM -06:00","3/4/2016 2:37:27 PM -06:00"]
[21135,"TEMP87_21135","SWPP","INT","LN PIONTAP - CTUSUBL 115 kV  ftlo LN FINNEY1 - HITCH 345 kV",159,159,"LN PIONTAP - CTUSUBL 115 kV","LN FINNEY1 - HITCH 345 kV","8/6/2015 5:06:19 PM -05:00","3/4/2016 2:43:57 PM -06:00"]
[21343,"TEMP76_21343","SWPP","INT","LN HEREFORD - FRIONA_R 115 kV  ftlo LN TOLKSUB - ROOSEVE2 230 kV",80,80,"LN HEREFORD - FRIONA_R 115 kV","LN TOLKSUB - ROOSEVE2 230 kV","11/11/2015 3:34:53 PM -06:00","3/4/2016 2:43:57 PM -06:00"]
[21390,"TEMP79_21390","SWPP","INT","XF KNOLL1 230/115 kV  ftlo LN KNOLL1 - POSTROCK 230 kV",200,224,"XF KNOLL1 230/115 kV","LN KNOLL1 - POSTROCK 230 kV","12/13/2015 9:06:55 AM -06:00","3/4/2016 2:43:57 PM -06:00"]
[21392,"TEMP67_21392","SWPP","INT","LN CMRIVTP - LIBERAL_ 115 kV  ftlo LN NFTDODG3 - SPERVI1 115 kV",119.5,119.5,"LN CMRIVTP - LIBERAL_ 115 kV","LN NFTDODG3 - SPERVI1 115 kV","12/14/2015 12:08:10 AM -06:00","3/4/2016 2:43:57 PM -06:00"]
[21400,"TEMP91_21400","SWPP","INT","LN SW_MINOT - BERTHOLD 115 kV  ftlo LN CHAR_CK - WATFORD 230 kV",160,160,"LN SW_MINOT - BERTHOLD 115 kV","LN CHAR_CK - WATFORD 230 kV","12/17/2015 12:13:16 AM -06:00","3/4/2016 2:43:57 PM -06:00"]
[21402,"TEMP85_21402","SWPP","INT","LN SHAYS - MULGRE2 230 kV  ftlo XF POSTROCK 345/230 kV",297,297,"LN SHAYS - MULGRE2 230 kV","XF POSTROCK 345/230 kV","12/22/2015 9:00:41 AM -06:00","3/4/2016 2:43:57 PM -06:00"]
[21567,"TMP220_21567","SWPP","INT","LN SOUTHTWN - FOREST2 161 kV  ftlo LN CEDAR_CR - GRNWOOD 161 kV",334,334,"LN SOUTHTWN - FOREST2 161 kV","LN CEDAR_CR - GRNWOOD 161 kV",null,"3/4/2016 2:43:57 PM -06:00"]
[21568,"TMP221_21568","SWPP","INT","XF TECH 230/115 kV  ftlo LN JEFF - HOYT 345 kV",239,239,"XF TECH 230/115 kV","LN JEFF - HOYT 345 kV","2/12/2016 9:07:44 PM -06:00","3/4/2016 2:43:57 PM -06:00"]
[21569,"TMP262_21569","SWPP","INT","LN AUBU - SWIS 230 kV  ftlo LN JEFF - HOYT 345 kV",319,351,"LN AUBU - SWIS 230 kV","LN JEFF - HOYT 345 kV","2/14/2016 12:21:51 PM -06:00","3/4/2016 2:43:58 PM -06:00"]
[20671,"TMP102_20671","SWPP","INT","LN TEC - TECH 115 kV  ftlo LN LAWH - SWIS 230 kV",201,235,"LN TEC - TECH 115 kV","LN LAWH - SWIS 230 kV","11/27/2014 5:28:33 AM -06:00","3/4/2016 2:49:38 PM -06:00"]
[21366,"TMP103_21366","SWPP","INT","LN CKSKI1 - KILDR 138 kV  ftlo LN VIOLA7 - WICH 345 kV",191,191,"LN CKSKI1 - KILDR 138 kV","LN VIOLA7 - WICH 345 kV","12/1/2015 9:21:45 PM -06:00","3/4/2016 2:49:38 PM -06:00"]
[21209,"TMP188_21209","SWPP","INT","LN TSE_NEW - 21STTAP4 138 kV  ftlo XF TULSA_NO 345/138 kV",263,263,"LN TSE_NEW - 21STTAP4 138 kV","XF TULSA_NO 345/138 kV","9/16/2015 2:39:34 PM -05:00","3/4/2016 2:49:39 PM -06:00"]
[21213,"TMP199_21213","SWPP","INT","XF ARCAD7 345/138 kV  ftlo XF ARCAD7 345/138 kV",440,440,"XF ARCAD7 345/138 kV","XF ARCAD7 345/138 kV","9/18/2015 3:57:53 PM -05:00","3/4/2016 2:49:39 PM -06:00"]
[21246,"TMP189_21246","SWPP","INT","LN NASHUA - ROANRDGE 161 kV  ftlo LN NASHUA - HAWTHORN 345 kV",368,368,"LN NASHUA - ROANRDGE 161 kV","LN NASHUA - HAWTHORN 345 kV","9/29/2015 5:30:10 PM -05:00","3/4/2016 2:49:39 PM -06:00"]
[21283,"TMP125_21283","SWPP","INT","XF HITCH 230/115 kV  ftlo LN HITCH - MOORE_CO 230 kV",275,313,"XF HITCH 230/115 kV","LN HITCH - MOORE_CO 230 kV","10/15/2015 3:45:29 PM -05:00","3/4/2016 2:49:39 PM -06:00"]
[21414,"TMP117_21414","SWPP","INT","LN MARM - KUN01 69 kV  ftlo LN ALTO - TIOG 138 kV",95,108,"LN MARM - KUN01 69 kV","LN ALTO - TIOG 138 kV","12/28/2015 1:51:36 PM -06:00","3/4/2016 2:49:39 PM -06:00"]
[21416,"TMP107_21416","SWPP","INT","LN SW_STA - CRNGIE_S 138 kV  ftlo LN ASPEN - BEARCAT 138 kV",169,169,"LN SW_STA - CRNGIE_S 138 kV","LN ASPEN - BEARCAT 138 kV","12/29/2015 8:19:50 AM -06:00","3/4/2016 2:49:39 PM -06:00"]
[21436,"TMP128_21436","SWPP","INT",null,290,290,"LN SAN_JUAN - CHAVES 230 kV",null,"1/19/2016 8:46:05 AM -06:00","3/4/2016 2:49:39 PM -06:00"]
[21575,"TMP219_21575","SWPP","INT","LN SUMM - EXIDJ 115 kV  ftlo LN WJC - CHAPJ 115 kV",174,208,"LN SUMM - EXIDJ 115 kV","LN WJC - CHAPJ 115 kV","2/19/2016 4:01:11 PM -06:00","3/4/2016 2:49:39 PM -06:00"]
[20547,"TMP133_20547","SWPP","INT","LN BENT - CHIS 138 kV  ftlo LN BENT - WICH 345 kV",239,239,"LN BENT - CHIS 138 kV","LN BENT - WICH 345 kV","9/25/2014 11:58:26 AM -05:00","3/4/2016 2:55:32 PM -06:00"]
[21163,"TMP136_21163","SWPP","INT","XF HITCH 230/115 kV  ftlo XF POTTER_S 345/230 kV",275,313,"XF HITCH 230/115 kV","XF POTTER_S 345/230 kV","8/21/2015 2:30:07 PM -05:00","3/4/2016 2:55:32 PM -06:00"]
[21204,"TMP184_21204","SWPP","INT","LN PENT - MUND3 115 kV  ftlo LN NASHUA - HAWTHORN 345 kV",173,206,"LN PENT - MUND3 115 kV","LN NASHUA - HAWTHORN 345 kV","9/15/2015 9:26:17 PM -05:00","3/4/2016 2:55:32 PM -06:00"]
[21247,"TMP168_21247","SWPP","INT","LN KNOLL1 - REDLIN 115 kV  ftlo LN G_GENT1 - REDWLO1 345 kV",80,80,"LN KNOLL1 - REDLIN 115 kV","LN G_GENT1 - REDWLO1 345 kV","9/30/2015 8:28:50 AM -05:00","3/4/2016 2:55:32 PM -06:00"]
[21351,"TMP129_21351","SWPP","INT","LN GENEVA - FRIEND 115 kV  ftlo LN MCCOOL - MOORE 345 kV",120,132,"LN GENEVA - FRIEND 115 kV","LN MCCOOL - MOORE 345 kV","11/16/2015 11:53:11 AM -06:00","3/4/2016 2:55:32 PM -06:00"]
[21395,"TMP143_21395","SWPP","INT","LN DALE4 - HSL1 138 kV  ftlo LN RIVRSIDE - REDBUD 345 kV",191,191,"LN DALE4 - HSL1 138 kV","LN RIVRSIDE - REDBUD 345 kV","12/14/2015 10:31:17 AM -06:00","3/4/2016 2:55:32 PM -06:00"]
[21439,"TMP145_21439","SWPP","INT","LN BULL_SHL - HILTOP_E 161 kV  ftlo LN BULL_SHL - SLEDHL 161 kV",246,246,"LN BULL_SHL - HILTOP_E 161 kV","LN BULL_SHL - SLEDHL 161 kV","1/21/2016 8:14:19 PM -06:00","3/4/2016 2:55:32 PM -06:00"]
[21449,"TMP134_21449","SWPP","INT","LN JOHNSON2 - CANADAY 115 kV  ftlo LN JOHNSON2 - CANADAY 115 kV",80,88,"LN JOHNSON2 - CANADAY 115 kV","LN JOHNSON2 - CANADAY 115 kV","1/25/2016 8:11:59 AM -06:00","3/4/2016 2:55:32 PM -06:00"]
[20063,"TEMP84_20063","SWPP","INT",null,1690,1690,"LN CRAIG_J - DEQUEEN 138 kV",null,null,"3/31/2016 11:57:09 PM -05:00"]
[20438,"TEMP24_20438","SWPP","INT","LN SILOAM - SILSPRNG 161 kV  ftlo LN TONNECE - FLINTCRK 345 kV",335,335,"LN SILOAM - SILSPRNG 161 kV","LN TONNECE - FLINTCRK 345 kV","7/22/2014 4:28:13 PM -05:00","3/31/2016 11:57:09 PM -05:00"]
[20951,"TEMP82_20951","SWPP","RCF","XF NASHUA 345/1 kV  ftlo LN NASHUA - HAWTHORN 345 kV",650,715,"XF NASHUA 345/1 kV","LN NASHUA - HAWTHORN 345 kV","5/11/2015 10:17:54 AM -05:00","3/31/2016 11:57:09 PM -05:00"]
[21244,"TEMP17_21244","MISO","RCF","LN PLEASAN1 - ZION0001 345 kV  ftlo LN ZION_EC - ZION0001 345 kV",1720,1720,"LN PLEASAN1 - ZION0001 345 kV","LN ZION_EC - ZION0001 345 kV","9/29/2015 10:41:47 PM -05:00","3/31/2016 11:57:09 PM -05:00"]
[21252,"TMP169_21252","SWPP","INT","XF WATFORD 230/1 kV  ftlo XF WATFORD 230/1 kV",100,125,"XF WATFORD 230/1 kV","XF WATFORD 230/1 kV","10/1/2015 2:28:59 AM -05:00","3/31/2016 11:57:09 PM -05:00"]
[21429,"TMP130_21429","PJM","RCF","LN ZION_EC - LIBERTYV 345 kV  ftlo LN ZION0001 - LIBERTYV 345 kV",1560,1560,"LN ZION_EC - LIBERTYV 345 kV","LN ZION0001 - LIBERTYV 345 kV","1/14/2016 5:31:56 PM -06:00","3/31/2016 11:57:09 PM -05:00"]
[21727,"TEMP37_21727","SWPP","INT","XF HAMPTON2 161/69 kV  ftlo LN HAMP_TP - SHEFFLD1 161 kV",9999,9999,"XF HAMPTON2 161/69 kV","LN HAMP_TP - SHEFFLD1 161 kV","3/30/2016 12:57:46 AM -05:00","3/31/2016 11:57:09 PM -05:00"]
[null,"TMP133_21766","SWPP","INT","LN GARRISN - PICKCTY 115 kV  ftlo LN NELSONTP - MINOT 115 kV",9999,9999,"LN GARRISN - PICKCTY 115 kV","LN NELSONTP - MINOT 115 kV",null,"4/19/2016 3:19:21 PM -05:00"]
[null,"TEMP09_21401","SWPP","RCF","LN CHAR_CK - WATFORD 230 kV  ftlo LN LELANDO - LOGANWA 230 kV",408,408,"LN CHAR_CK - WATFORD 230 kV","LN LELANDO - LOGANWA 230 kV",null,"5/9/2016 10:33:07 AM -05:00"]
[null,"TEMP12_21714","SWPP","INT","LN CRAIG_J - BBOW_TAP 138 kV  ftlo LN BBDAMTP - GOLDENSW 138 kV",191,216,"LN CRAIG_J - BBOW_TAP 138 kV","LN BBDAMTP - GOLDENSW 138 kV",null,"5/9/2016 10:33:07 AM -05:00"]
[null,"TEMP13_21559","SWPP","INT","LN HALE_CO - TUCO 115 kV  ftlo LN TOLKSUB - TUCO 230 kV",80,80,"LN HALE_CO - TUCO 115 kV","LN TOLKSUB - TUCO 230 kV",null,"5/9/2016 10:33:07 AM -05:00"]
[null,"TEMP09_90009","SWPP","INT",null,9999,9999,"LN CHAR_CK - WATFORD 230 kV",null,null,"5/9/2016 10:43:12 AM -05:00"]
[null,"TEMP12_90012","SWPP","INT",null,9999,9999,"LN CRAIG_J - BBOW_TAP 138 kV",null,null,"5/9/2016 10:43:12 AM -05:00"]
[null,"TEMP13_90013","SWPP","INT",null,9999,9999,"LN HALE_CO - TUCO 115 kV",null,null,"5/9/2016 10:43:12 AM -05:00"]
[null,"TEMP09_21401","SWPP","RCF","LN CHAR_CK - WATFORD 230 kV  ftlo LN LELANDO - LOGANWA 230 kV",408,408,"LN CHAR_CK - WATFORD 230 kV","LN LELANDO - LOGANWA 230 kV",null,"5/9/2016 6:13:59 PM -05:00"]
[null,"TEMP12_21714","SWPP","INT","LN CRAIG_J - BBOW_TAP 138 kV  ftlo LN BBDAMTP - GOLDENSW 138 kV",191,216,"LN CRAIG_J - BBOW_TAP 138 kV","LN BBDAMTP - GOLDENSW 138 kV",null,"5/9/2016 6:13:59 PM -05:00"]
[null,"TEMP13_21559","SWPP","INT","LN HALE_CO - TUCO 115 kV  ftlo LN TOLKSUB - TUCO 230 kV",80,80,"LN HALE_CO - TUCO 115 kV","LN TOLKSUB - TUCO 230 kV",null,"5/9/2016 6:13:59 PM -05:00"]
[null,"TEMP15_20574","SWPP","INT","LN BEVYTAP5 - FTSMTH 161 kV  ftlo LN AES5 - TARBY1 161 kV",313,335,"LN BEVYTAP5 - FTSMTH 161 kV","LN AES5 - TARBY1 161 kV",null,"5/9/2016 6:21:05 PM -05:00"]
[null,"TEMP19_21250","SWPP","RCF","LN SHEFFLD1 - HAMP_TP 161 kV  ftlo LN EMERY - COLBY 161 kV",215,236,"LN SHEFFLD1 - HAMP_TP 161 kV","LN EMERY - COLBY 161 kV",null,"5/9/2016 6:21:05 PM -05:00"]
[null,"TEMP26_21133","SWPP","INT","LN MADDOXSU - SANGER_S 115 kV  ftlo LN HOBBS - MILLEN 115 kV",140,154,"LN MADDOXSU - SANGER_S 115 kV","LN HOBBS - MILLEN 115 kV",null,"5/9/2016 6:21:05 PM -05:00"]
[null,"TEMP33_21285","SWPP","RCF","XF WEBSTRCB 161/69 kV  ftlo LN BURT - HOPE_CB 161 kV",84,84,"XF WEBSTRCB 161/69 kV","LN BURT - HOPE_CB 161 kV",null,"5/9/2016 6:21:05 PM -05:00"]
[null,"TEMP40_21371","SWPP","INT","LN BUCKNER7 - SPERVI1 345 kV  ftlo XF POTTER_S 345/230 kV",612,612,"LN BUCKNER7 - SPERVI1 345 kV","XF POTTER_S 345/230 kV",null,"5/9/2016 6:21:05 PM -05:00"]
[null,"TEMP44_21739","SWPP","INT","LN SCOTCTY - PILE 115 kV  ftlo LN TRIBSW - TRIBUNE 115 kV",195.39999389648401,195.39999389648401,"LN SCOTCTY - PILE 115 kV","LN TRIBSW - TRIBUNE 115 kV",null,"5/9/2016 6:21:05 PM -05:00"]
[null,"TEMP60_21239","SWPP","INT","LN NSES - RAM452 161 kV  ftlo LN ASB3491 - PUR421 161 kV",205,223,"LN NSES - RAM452 161 kV","LN ASB3491 - PUR421 161 kV",null,"5/9/2016 6:21:05 PM -05:00"]
[null,"TEMP69_21383","SWPP","INT","LN CIMARRON - TUTL_CON 138 kV  ftlo LN SUNNYSDE - LAW_ES 345 kV",191,191,"LN CIMARRON - TUTL_CON 138 kV","LN SUNNYSDE - LAW_ES 345 kV",null,"5/9/2016 6:24:57 PM -05:00"]
[null,"TEMP77_21091","SWPP","RCF","XF BURT 161/69 kV  ftlo LN EMERY - SHEFFLD1 161 kV",56,56,"XF BURT 161/69 kV","LN EMERY - SHEFFLD1 161 kV",null,"5/9/2016 6:24:57 PM -05:00"]
[null,"TEMP80_21403","SWPP","INT","XF DEAFSMIT 230/115 kV  ftlo LN DEAFSMIT - PLXSUB 230 kV",167,167,"XF DEAFSMIT 230/115 kV","LN DEAFSMIT - PLXSUB 230 kV",null,"5/9/2016 6:24:57 PM -05:00"]
[null,"TEMP89_21409","SWPP","INT","XF GORD 345/138 kV  ftlo XF GORD 345/138 kV",400,430,"XF GORD 345/138 kV","XF GORD 345/138 kV",null,"5/9/2016 6:24:57 PM -05:00"]
[null,"TEMP93_21004","SWPP","RCF","LN IATAN - EASTTOWN 345 kV  ftlo LN IATAN - NASHUA 345 kV",1215,1254,"LN IATAN - EASTTOWN 345 kV","LN IATAN - NASHUA 345 kV",null,"5/9/2016 6:24:57 PM -05:00"]
[null,"TEMP97_21348","SWPP","INT","XF MOORE 345/115 kV  ftlo LN MOORE - NW68HOL 345 kV",307,338,"XF MOORE 345/115 kV","LN MOORE - NW68HOL 345 kV",null,"5/9/2016 6:32:55 PM -05:00"]
[null,"TMP106_21412","SWPP","INT","LN MAUD_TAP - BLANCH_S 138 kV  ftlo LN SUNNYSDE - LAW_ES 345 kV",79,79,"LN MAUD_TAP - BLANCH_S 138 kV","LN SUNNYSDE - LAW_ES 345 kV",null,"5/9/2016 6:32:55 PM -05:00"]
[null,"TMP113_21433","SWPP","INT","LN MCROY - KINZE 138 kV  ftlo LN SONR1 - CLEVLND7 345 kV",194,222,"LN MCROY - KINZE 138 kV","LN SONR1 - CLEVLND7 345 kV",null,"5/9/2016 6:32:55 PM -05:00"]
[null,"TMP114_21137","SWPP","RCF","LN HILKEN - BISMARK2 230 kV  ftlo LN GARRISN - JAMESTN 230 kV",373,373,"LN HILKEN - BISMARK2 230 kV","LN GARRISN - JAMESTN 230 kV",null,"5/9/2016 6:32:55 PM -05:00"]
[null,"TMP115_21051","SWPP","RCF","LN NELSONTP - MINOT 115 kV  ftlo LN BISMARK2 - HILKEN 230 kV",182,182,"LN NELSONTP - MINOT 115 kV","LN BISMARK2 - HILKEN 230 kV",null,"5/9/2016 6:32:55 PM -05:00"]
[null,"TMP118_21425","SWPP","INT","LN NRTHEAST - GRAND_AV 161 kV  ftlo LN NRTHEAST - GA_WEST 161 kV",259,259,"LN NRTHEAST - GRAND_AV 161 kV","LN NRTHEAST - GA_WEST 161 kV",null,"5/9/2016 6:32:55 PM -05:00"]
[null,"TMP121_21427","SWPP","INT","LN HUTCH - GRAY_CO 115 kV  ftlo LN GRAPVINE - BOWERS_S 115 kV",120,120,"LN HUTCH - GRAY_CO 115 kV","LN GRAPVINE - BOWERS_S 115 kV",null,"5/9/2016 6:32:55 PM -05:00"]
[null,"TMP123_21205","SWPP","RCF","LN SUB1226 - TEKAMHO 161 kV  ftlo XF RAUN 345/1 kV",256,256,"LN SUB1226 - TEKAMHO 161 kV","XF RAUN 345/1 kV",null,"5/9/2016 6:32:55 PM -05:00"]
[null,"TMP140_21261","SWPP","INT","LN SNAKECK - ALIANCE 115 kV  ftlo LN VICTRY_H - CRAWFRD 115 kV",109,109,"LN SNAKECK - ALIANCE 115 kV","LN VICTRY_H - CRAWFRD 115 kV",null,"5/9/2016 6:37:09 PM -05:00"]
[null,"TMP144_21263","SWPP","RCF","LN CHAR_CK - RGHDRD 115 kV  ftlo LN CHAR_CK - WATFORD 230 kV",124,124,"LN CHAR_CK - RGHDRD 115 kV","LN CHAR_CK - WATFORD 230 kV",null,"5/9/2016 6:37:09 PM -05:00"]
[null,"TMP148_20681","SWPP","INT","LN SUB902 - SUB984 69 kV  ftlo LN SUB976 - FREM_A 69 kV",65,65,"LN SUB902 - SUB984 69 kV","LN SUB976 - FREM_A 69 kV",null,"5/9/2016 6:37:09 PM -05:00"]
[null,"TMP150_21444","SWPP","INT","LN SHAW_WR - FOUR 115 kV  ftlo XF MORR 230/115 kV",86,92,"LN SHAW_WR - FOUR 115 kV","XF MORR 230/115 kV",null,"5/9/2016 6:37:09 PM -05:00"]
[null,"TMP152_21437","SWPP","INT","LN POTTER_S - RLNGHILS 230 kV  ftlo LN RANDALL1 - HARRSUB 230 kV",497,547,"LN POTTER_S - RLNGHILS 230 kV","LN RANDALL1 - HARRSUB 230 kV",null,"5/9/2016 6:37:09 PM -05:00"]
[null,"TMP153_21440","SWPP","RCF","LN SUB1226 - TEKAMHO 161 kV  ftlo LN SHELLCRK - HOSKINS 345 kV",256,256,"LN SUB1226 - TEKAMHO 161 kV","LN SHELLCRK - HOSKINS 345 kV",null,"5/9/2016 6:37:09 PM -05:00"]
[null,"TMP167_20869","SWPP","INT","LN BULL_SHL - BUFRDTP5 161 kV  ftlo LN KEO - WMPEHV 500 kV",218,218,"LN BULL_SHL - BUFRDTP5 161 kV","LN KEO - WMPEHV 500 kV",null,"5/9/2016 6:44:59 PM -05:00"]
[null,"TMP175_21561","SWPP","INT","XF STORLA 230/1 kV  ftlo LN HANLON - SIOUXFL 230 kV",100,125,"XF STORLA 230/1 kV","LN HANLON - SIOUXFL 230 kV",null,"5/9/2016 6:48:53 PM -05:00"]
[null,"TMP177_21571","SWPP","INT","XF SUB1211 161/69 kV  ftlo LN SUB1211 - SUB701 161 kV",134,134,"XF SUB1211 161/69 kV","LN SUB1211 - SUB701 161 kV",null,"5/9/2016 6:48:53 PM -05:00"]
[null,"TMP178_21193","SWPP","RCF","LN SUB3740 - SUB3455 345 kV  ftlo LN NEBRCTY - 103_ROKE 345 kV",1073,1073,"LN SUB3740 - SUB3455 345 kV","LN NEBRCTY - 103_ROKE 345 kV",null,"5/9/2016 6:48:53 PM -05:00"]
[null,"TMP180_21579","SWPP","INT","XF TARBY1 161/69 kV  ftlo LN AES5 - BONTP 161 kV",123,134,"XF TARBY1 161/69 kV","LN AES5 - BONTP 161 kV",null,"5/9/2016 6:48:53 PM -05:00"]
[null,"TMP181_21669","SWPP","INT","LN SUB1214 - 70_BLUF 161 kV  ftlo LN NEBRCTY - 103_ROKE 345 kV",110,116,"LN SUB1214 - 70_BLUF 161 kV","LN NEBRCTY - 103_ROKE 345 kV",null,"5/9/2016 6:48:53 PM -05:00"]
[null,"TMP182_21200","SWPP","RCF","LN SALISBRY - MOB 161 kV  ftlo LN MCRD - MCC2 345 kV",187,211,"LN SALISBRY - MOB 161 kV","LN MCRD - MCC2 345 kV",null,"5/9/2016 6:48:53 PM -05:00"]
[null,"TMP183_21671","SWPP","INT","LN WMCP - PHLP 115 kV  ftlo LN WJC - CHAPJ 115 kV",159,159,"LN WMCP - PHLP 115 kV","LN WJC - CHAPJ 115 kV",null,"5/9/2016 6:48:53 PM -05:00"]
[null,"TMP191_21212","SWPP","RCF","LN SUB3456 - SUB3455 345 kV  ftlo LN SUB3456 - SUB3459 345 kV",956,956,"LN SUB3456 - SUB3455 345 kV","LN SUB3456 - SUB3459 345 kV",null,"5/9/2016 6:48:54 PM -05:00"]
[null,"TMP193_21730","SWPP","INT","LN BELDEN - HOSKINS 115 kV  ftlo LN SIOUXCY - RAUN 345 kV",115,126,"LN BELDEN - HOSKINS 115 kV","LN SIOUXCY - RAUN 345 kV",null,"5/9/2016 6:48:54 PM -05:00"]
[null,"TMP194_21207","SWPP","RCF","LN BELDEN - HOSKINS 115 kV  ftlo XF HOSKINS 230/115 kV",115,126,"LN BELDEN - HOSKINS 115 kV","XF HOSKINS 230/115 kV",null,"5/9/2016 6:48:54 PM -05:00"]
[null,"TMP195_21676","SWPP","INT","LN CARLSBAD - PCA 115 kV  ftlo LN CUNNSUB - QUAHADA 115 kV",80,80,"LN CARLSBAD - PCA 115 kV","LN CUNNSUB - QUAHADA 115 kV",null,"5/9/2016 6:56:57 PM -05:00"]
[null,"TMP197_20399","SWPP","RCF","LN S3 - GRANITF 115 kV  ftlo LN NOBLES - SPLT_RT 345 kV",120,154,"LN S3 - GRANITF 115 kV","LN NOBLES - SPLT_RT 345 kV",null,"5/9/2016 6:56:57 PM -05:00"]
[null,"TMP198_21008","SWPP","RCF","LN WELSH - DIANA 345 kV  ftlo LN WELSH - DIANA 345 kV",905,1059,"LN WELSH - DIANA 345 kV","LN WELSH - DIANA 345 kV",null,"5/9/2016 6:56:57 PM -05:00"]
[null,"TMP202_21249","SWPP","INT","LN 53GARST4 - TSE_NEW 138 kV  ftlo LN ONETA - RIVRSIDE 345 kV",168,168,"LN 53GARST4 - TSE_NEW 138 kV","LN ONETA - RIVRSIDE 345 kV",null,"5/9/2016 6:56:57 PM -05:00"]
[null,"TMP203_21673","SWPP","INT","XF NSES 161/138 kV  ftlo XF DELAWARE 345/138 kV",150,165,"XF NSES 161/138 kV","XF DELAWARE 345/138 kV",null,"5/9/2016 6:56:57 PM -05:00"]
[null,"TMP205_21251","SWPP","INT","LN BA_81 - FORD_GLS 138 kV  ftlo LN ONETA - BA_101 138 kV",191,216,"LN BA_81 - FORD_GLS 138 kV","LN ONETA - BA_101 138 kV",null,"5/9/2016 6:56:57 PM -05:00"]
[null,"TMP207_21170","SWPP","RCF","LN SUB1221 - SUB1231 161 kV  ftlo LN SUB3454 - FT_CAL 345 kV",217,217,"LN SUB1221 - SUB1231 161 kV","LN SUB3454 - FT_CAL 345 kV",null,"5/9/2016 6:56:57 PM -05:00"]
[null,"TMP208_21171","SWPP","RCF","XF SUB3456 345/1 kV  ftlo LN SUB3456 - SUB3455 345 kV",500,500,"XF SUB3456 345/1 kV","LN SUB3456 - SUB3455 345 kV",null,"5/9/2016 6:56:57 PM -05:00"]
[null,"TMP209_21166","SWPP","INT","LN CIMARRON - TUTL_CON 138 kV  ftlo LN MINCO - GRACMONT 345 kV",191,191,"LN CIMARRON - TUTL_CON 138 kV","LN MINCO - GRACMONT 345 kV",null,"5/9/2016 6:56:57 PM -05:00"]
[null,"TMP230_21411","SWPP","INT","LN RLNGHILS - NORTHWE2 115 kV  ftlo LN POTTER_S - BUSHLAND 230 kV",159,175,"LN RLNGHILS - NORTHWE2 115 kV","LN POTTER_S - BUSHLAND 230 kV",null,"5/9/2016 6:56:57 PM -05:00"]
[null,"TMP240_21688","SWPP","INT",null,239,239,"LN MARTIN - HUTCH 115 kV",null,null,"5/9/2016 7:00:55 PM -05:00"]
[null,"TEMP08_21225","MISO","RCF","XF GRI 345/1 kV  ftlo XF GRI 345/1 kV",478,478,"XF GRI 345/1 kV","XF GRI 345/1 kV",null,"5/9/2016 7:33:01 PM -05:00"]
[null,"TMP185_21334","MISO","RCF","LN SAILES - TXPSEX 115 kV  ftlo LN DOLET - SWSHREV 345 kV",77,77,"LN SAILES - TXPSEX 115 kV","LN DOLET - SWSHREV 345 kV",null,"5/9/2016 7:36:54 PM -05:00"]
[null,"TEMP70_21333","MISO","RCF","LN DARD_D - DARDNL 161 kV  ftlo LN DARD_D - CLARKS4 161 kV",223,223,"LN DARD_D - DARDNL 161 kV","LN DARD_D - CLARKS4 161 kV",null,"5/9/2016 8:13:04 PM -05:00"]
[null,"TMP156_21453","MISO","RCF","LN CANERV - WPRISN 115 kV  ftlo LN DOLET - SWSHREV 345 kV",77,77,"LN CANERV - WPRISN 115 kV","LN DOLET - SWSHREV 345 kV",null,"5/9/2016 8:13:04 PM -05:00"]
[null,"TMP158_21466","MISO_S","RCF","LN RUSL_S - DARD_D 161 kV  ftlo LN FTSMTH - ARK_NU 500 kV",396,396,"LN RUSL_S - DARD_D 161 kV","LN FTSMTH - ARK_NU 500 kV",null,"5/9/2016 8:13:04 PM -05:00"]
[null,"TMP214_21703","MISO","RCF","LN VIENNA - TRCR 115 kV  ftlo XF MCNEIL 500/115 kV",115,115,"LN VIENNA - TRCR 115 kV","XF MCNEIL 500/115 kV",null,"5/9/2016 8:13:04 PM -05:00"]
[90181,"TMP181_21913","SWPP","INT",null,9999,9999,"LN RAPIDCY - RUSHMRE 115 kV",null,"5/9/2016 6:47:53 PM -05:00","6/15/2016 11:33:55 AM -05:00"]
[21835,"TEMP40_21835","SWPP","INT","LN 59TH - MURR 138 kV  ftlo LN GORD - 45TH_ST 138 kV",224,232,"LN 59TH - MURR 138 kV","LN GORD - 45TH_ST 138 kV","5/20/2016 4:27:29 PM -05:00","6/28/2016 2:58:12 PM -05:00"]
[21846,"TEMP70_21846","SWPP","INT","LN TIP2921 - NEOSPA 161 kV  ftlo LN TIP2921 - MONETT 161 kV",222,222,"LN TIP2921 - NEOSPA 161 kV","LN TIP2921 - MONETT 161 kV","5/27/2016 10:02:20 AM -05:00","6/28/2016 2:58:12 PM -05:00"]
[21784,"TEMP76_21784","SWPP","INT","XF HAWTHORN 345/161 kV  ftlo XF NASHUA 345/1 kV",550,605,"XF HAWTHORN 345/161 kV","XF NASHUA 345/1 kV","4/21/2016 9:12:49 PM -05:00","6/28/2016 3:02:09 PM -05:00"]
[21422,"TMP108_21422","SWPP","INT","XF NSES 161/138 kV  ftlo LN N345 - BLACKBRY 345 kV",150,165,"XF NSES 161/138 kV","LN N345 - BLACKBRY 345 kV","1/6/2016 12:53:20 AM -06:00","6/28/2016 3:02:10 PM -05:00"]
[21873,"TMP118_21873","SWPP","INT","LN GOTHNBG - COZAD 115 kV  ftlo LN JOHNSON1 - JOHNLAKE 115 kV",78,85,"LN GOTHNBG - COZAD 115 kV","LN JOHNSON1 - JOHNLAKE 115 kV","6/3/2016 5:27:41 PM -05:00","6/28/2016 3:02:10 PM -05:00"]
[21438,"TMP124_21438","SWPP","INT","LN BROKENB - LOUPCTY 115 kV  ftlo LN SWEETW4 - GRISLD1 345 kV",120,127,"LN BROKENB - LOUPCTY 115 kV","LN SWEETW4 - GRISLD1 345 kV","1/21/2016 12:18:33 PM -06:00","6/28/2016 3:10:08 PM -05:00"]
[21797,"TMP134_21797","SWPP","INT","LN WDWRD1 - FPLSWTCH 138 kV  ftlo XF WDWRDEHV 345/138 kV",133,153,"LN WDWRD1 - FPLSWTCH 138 kV","XF WDWRDEHV 345/138 kV","4/28/2016 4:03:41 PM -05:00","6/28/2016 3:10:08 PM -05:00"]
[21441,"TMP154_21441","SWPP","RCF","LN RAUN - TEKAMHO 161 kV  ftlo LN RAUN - HOSKINS 345 kV",217,217,"LN RAUN - TEKAMHO 161 kV","LN RAUN - HOSKINS 345 kV","1/21/2016 8:28:23 PM -06:00","6/28/2016 3:14:13 PM -05:00"]
[21915,"TMP183_21915","SWPP","INT","LN TARBY1 - PANAM 69 kV  ftlo LN TARBY1 - MURRYSP2 69 kV",39,49,"LN TARBY1 - PANAM 69 kV","LN TARBY1 - MURRYSP2 69 kV","6/14/2016 7:53:40 PM -05:00","6/28/2016 3:14:13 PM -05:00"]
[21868,"TMP223_21868","SWPP","INT","LN JOHNSON2 - CANADAY 115 kV  ftlo LN JOHNSON2 - CANADAY 115 kV",80,88,"LN JOHNSON2 - CANADAY 115 kV","LN JOHNSON2 - CANADAY 115 kV","6/2/2016 10:38:41 AM -05:00","6/28/2016 3:22:26 PM -05:00"]
[21810,"TMP225_21810","SWPP","INT","LN REDBUD - RIVRSIDE 345 kV  ftlo LN REDBUD - ARCAD7 345 kV",901,1055,"LN REDBUD - RIVRSIDE 345 kV","LN REDBUD - ARCAD7 345 kV","5/9/2016 5:43:55 PM -05:00","6/28/2016 3:22:27 PM -05:00"]
[21920,"TMP227_21920","SWPP","RCF","LN MRYVL_SJ - CLARNDA 161 kV  ftlo LN MADNCO - ROLLHILS 345 kV",152,168,"LN MRYVL_SJ - CLARNDA 161 kV","LN MADNCO - ROLLHILS 345 kV","6/16/2016 6:37:47 PM -05:00","6/28/2016 3:22:28 PM -05:00"]
[21921,"TMP228_21921","SWPP","RCF","LN MRYVL_SJ - CLARNDA 161 kV  ftlo LN CBLUFFS - RIVRBEND 161 kV",152,168,"LN MRYVL_SJ - CLARNDA 161 kV","LN CBLUFFS - RIVRBEND 161 kV","6/16/2016 7:30:48 PM -05:00","6/28/2016 3:22:30 PM -05:00"]
[20638,"TEMP68_20638","MISO","RCF","LN CSYW - BREED 345 kV  ftlo LN PONTIAC - WILTON00 345 kV",1466,1466,"LN CSYW - BREED 345 kV","LN PONTIAC - WILTON00 345 kV","11/14/2014 4:36:09 PM -06:00","7/1/2016 12:03:24 AM -05:00"]
[20639,"TEMP81_20639","MISO","RCF","LN CSYW - BREED 345 kV  ftlo LN PONTIAC - DRESDEN 345 kV",1466,1466,"LN CSYW - BREED 345 kV","LN PONTIAC - DRESDEN 345 kV","11/14/2014 4:36:09 PM -06:00","7/1/2016 12:03:24 AM -05:00"]
[20809,"TMP201_20809","MISO","RCF","XF OVER 345/161 kV  ftlo LN MCC2 - TH_HILL 345 kV",560,560,"XF OVER 345/161 kV","LN MCC2 - TH_HILL 345 kV","3/12/2015 5:38:50 PM -05:00","7/1/2016 12:03:24 AM -05:00"]
[21161,"TEMP51_21161","MISO","RCF","LN MCNEIL - COUCH 115 kV  ftlo LN EL_EHV - SAREPT 345 kV",239,239,"LN MCNEIL - COUCH 115 kV","LN EL_EHV - SAREPT 345 kV","8/19/2015 5:59:55 PM -05:00","7/1/2016 12:03:24 AM -05:00"]
[21287,"TEMP42_21287","MISO","RCF","LN CLARNDA - MRYVL_SJ 161 kV  ftlo LN COOPER - ST_JOE 345 kV",152,168,"LN CLARNDA - MRYVL_SJ 161 kV","LN COOPER - ST_JOE 345 kV","10/22/2015 3:36:49 PM -05:00","7/1/2016 12:03:24 AM -05:00"]
[21711,"TMP275_21711","MISO","RCF","LN CHETAX - HSVILG 115 kV  ftlo LN RUSL_S - DARD_D 161 kV",106,106,"LN CHETAX - HSVILG 115 kV","LN RUSL_S - DARD_D 161 kV","3/17/2016 3:34:10 PM -05:00","7/1/2016 12:03:24 AM -05:00"]
[21745,"TEMP82_21745","MISO","RCF","LN FRANKLN - HAMP_TP 161 kV  ftlo LN BONDRNT - MNTZUMA 345 kV",223,245,"LN FRANKLN - HAMP_TP 161 kV","LN BONDRNT - MNTZUMA 345 kV","4/6/2016 8:11:08 AM -05:00","7/1/2016 12:03:24 AM -05:00"]
[21770,"TMP117_21770","MISO","RCF","LN ARK_NU - MABELV 500 kV  ftlo LN ARK_NU - PLS_HL 500 kV",1732,1732,"LN ARK_NU - MABELV 500 kV","LN ARK_NU - PLS_HL 500 kV","4/15/2016 2:26:53 PM -05:00","7/1/2016 12:03:24 AM -05:00"]
[21672,"TMP190_21672","SWPP","INT","LN PLXSUB - SUNDOWN2 230 kV  ftlo LN TOLKSUB - YOAKUM 230 kV",9999,9999,"LN PLXSUB - SUNDOWN2 230 kV","LN TOLKSUB - YOAKUM 230 kV","2/29/2016 4:47:57 AM -06:00","7/6/2016 1:09:23 PM -05:00"]
[21718,"TMP145_21718","SWPP","INT","LN STANTON - INDIANA 115 kV  ftlo LN TUCO - CARLISLE 230 kV",9999,9999,"LN STANTON - INDIANA 115 kV","LN TUCO - CARLISLE 230 kV",null,"7/6/2016 1:09:23 PM -05:00"]
[21974,"TMP124_21974","SWPP","INT","LN KELL - KIHI 115 kV  ftlo LN KELL - TECH 161 kV",86,92,"LN KELL - KIHI 115 kV","LN KELL - TECH 161 kV","7/7/2016 3:39:33 AM -05:00","7/7/2016 1:55:16 PM -05:00"]
[21082,"TEMP99_21082","SWPP","INT","LN DENVER_C - SAN_AND1 115 kV  ftlo LN MSTNG - SEMIN 230 kV",159,159,"LN DENVER_C - SAN_AND1 115 kV","LN MSTNG - SEMIN 230 kV",null,"7/12/2016 8:55:47 AM -05:00"]
[21722,"TEMP27_21722","SWPP","INT","LN JEFF - AUBU 230 kV  ftlo LN JEFF - HOYT 345 kV",612,612,"LN JEFF - AUBU 230 kV","LN JEFF - HOYT 345 kV","3/28/2016 8:08:15 AM -05:00","7/12/2016 8:55:47 AM -05:00"]
[21842,"TMP148_21842","SWPP","INT","LN TERRY_CO - WOLFFORT 115 kV  ftlo LN SUNDOWN2 - WOLFFORT 230 kV",80,80,"LN TERRY_CO - WOLFFORT 115 kV","LN SUNDOWN2 - WOLFFORT 230 kV","5/25/2016 2:58:02 PM -05:00","7/12/2016 8:55:47 AM -05:00"]
[21858,"TEMP80_21858","SWPP","INT","XF RENO 345/1 kV  ftlo XF RENO 345/1 kV",308,308,"XF RENO 345/1 kV","XF RENO 345/1 kV","6/1/2016 3:21:46 AM -05:00","7/12/2016 8:55:47 AM -05:00"]
[21933,"TEMP80_21933","SWPP","INT","LN EAST_PLA - PIERCE_T 115 kV  ftlo LN EAST_PLA - MANHATTA 115 kV",120,120,"LN EAST_PLA - PIERCE_T 115 kV","LN EAST_PLA - MANHATTA 115 kV","7/17/2016 6:48:18 AM -05:00","7/17/2016 8:19:23 AM -05:00"]
[21712,"TEMP10_21712","SWPP","INT","LN BUTL - ALTO 138 kV  ftlo LN WAVERLY7 - LACYGNE 345 kV",96,96,"LN BUTL - ALTO 138 kV","LN WAVERLY7 - LACYGNE 345 kV","3/16/2016 5:24:28 PM -05:00","7/27/2016 3:58:46 PM -05:00"]
[21733,"TEMP17_21733","SWPP","INT","LN LITC - ASB3491 161 kV  ftlo LN N345 - BLACKBRY 345 kV",223,223,"LN LITC - ASB3491 161 kV","LN N345 - BLACKBRY 345 kV",null,"7/27/2016 3:58:46 PM -05:00"]
[21120,"TMP135_21120","SWPP","INT","LN CUNNSUB - MADDOXSU 115 kV  ftlo LN HOBBS - MADDOXSU 115 kV",239,273,"LN CUNNSUB - MADDOXSU 115 kV","LN HOBBS - MADDOXSU 115 kV","7/27/2015 1:21:02 PM -05:00","7/27/2016 4:01:48 PM -05:00"]
[21342,"TEMP32_21342","SWPP","INT","LN CARLISLE - DOUD 115 kV  ftlo LN PLXSUB - SUNDOWN2 230 kV",120,120,"LN CARLISLE - DOUD 115 kV","LN PLXSUB - SUNDOWN2 230 kV","11/9/2015 3:52:39 PM -06:00","7/27/2016 4:01:48 PM -05:00"]
[21404,"TEMP18_21404","SWPP","INT","LN MARTIN - HUTCH 115 kV  ftlo LN PANTEX_S - HIGHL_TP 115 kV",239,239,"LN MARTIN - HUTCH 115 kV","LN PANTEX_S - HIGHL_TP 115 kV","12/22/2015 3:21:47 PM -06:00","7/27/2016 4:01:48 PM -05:00"]
[21721,"TEMP22_21721","SWPP","INT","XF CRSW 138/69 kV  ftlo LN CRSW - OXFO 138 kV",96,96,"XF CRSW 138/69 kV","LN CRSW - OXFO 138 kV","3/23/2016 11:35:07 PM -05:00","7/27/2016 4:01:48 PM -05:00"]
[21750,"TEMP62_21750","SWPP","INT","LN WILKES - MUNZ_CTY 138 kV  ftlo LN WELSH - LYDIA 345 kV",179,188,"LN WILKES - MUNZ_CTY 138 kV","LN WELSH - LYDIA 345 kV","4/8/2016 9:24:27 AM -05:00","7/27/2016 4:01:48 PM -05:00"]
[21772,"TEMP91_21772","SWPP","INT","LN BLANCH_S - MAUD_TAP 138 kV  ftlo LN LAW_ES - SUNNYSDE 345 kV",77,77,"LN BLANCH_S - MAUD_TAP 138 kV","LN LAW_ES - SUNNYSDE 345 kV","4/15/2016 10:34:55 AM -05:00","7/27/2016 4:01:48 PM -05:00"]
[21786,"TEMP87_21786","SWPP","INT","LN KILDR - WHEGL 138 kV  ftlo LN HUNTERS7 - WDRNG1 345 kV",194,222,"LN KILDR - WHEGL 138 kV","LN HUNTERS7 - WDRNG1 345 kV","4/6/2016 10:07:13 AM -05:00","7/27/2016 4:01:48 PM -05:00"]
[21394,"TMP142_21394","SWPP","INT","LN BUTL - ALTO 138 kV  ftlo XF N345 345/1 kV",96,96,"LN BUTL - ALTO 138 kV","XF N345 345/1 kV","12/14/2015 10:31:17 AM -06:00","7/27/2016 4:08:49 PM -05:00"]
[21459,"TMP146_21459","SWPP","INT","LN CARLISLE - MURPHY 115 kV  ftlo LN TUCO - JONESSUB 230 kV",139,141,"LN CARLISLE - MURPHY 115 kV","LN TUCO - JONESSUB 230 kV","1/31/2016 7:38:27 AM -06:00","7/27/2016 4:08:49 PM -05:00"]
[21583,"TMP186_21583","SWPP","INT","XF WDRNG1 345/138 kV  ftlo LN WDRNG1 - SONR1 345 kV",330,360,"XF WDRNG1 345/138 kV","LN WDRNG1 - SONR1 345 kV","2/23/2016 6:30:55 AM -06:00","7/27/2016 4:08:50 PM -05:00"]
[21687,"TMP211_21687","SWPP","INT","LN WHEELER - HOWARD3 115 kV  ftlo LN WHEELER - GRAPVINE 230 kV",159,175,"LN WHEELER - HOWARD3 115 kV","LN WHEELER - GRAPVINE 230 kV",null,"7/27/2016 4:08:50 PM -05:00"]
[21820,"TMP152_21820","SWPP","INT","LN HSNVL1 - ARCHIE 161 kV  ftlo LN PHILL - LKWINGB 161 kV",224,224,"LN HSNVL1 - ARCHIE 161 kV","LN PHILL - LKWINGB 161 kV","5/12/2016 5:28:41 PM -05:00","7/27/2016 4:08:50 PM -05:00"]
[22041,"TMP211_22041","SWPP","INT","XF WEBSTRCB 161/69 kV  ftlo LN WRIGHT2 - WALLLAKE 161 kV",84,84,"XF WEBSTRCB 161/69 kV","LN WRIGHT2 - WALLLAKE 161 kV","7/29/2016 3:07:24 PM -05:00","7/31/2016 11:56:35 PM -05:00"]
[22042,"TMP186_22042","SWPP","RCF","XF WEBSTRCB 161/69 kV  ftlo LN WEBSTER2 - WRIGHT2 161 kV",84,84,"XF WEBSTRCB 161/69 kV","LN WEBSTER2 - WRIGHT2 161 kV","7/29/2016 3:07:24 PM -05:00","7/31/2016 11:56:35 PM -05:00"]
[90275,"TMP275_DAMKT","SWPP","INT","LN BART_SE - NOWATA 138 kV  ftlo LN TULSA_NO - SKIATOOK 138 kV",106,106,"LN BART_SE - NOWATA 138 kV","LN TULSA_NO - SKIATOOK 138 kV","3/1/2016 12:01:32 AM -06:00","8/1/2016 12:06:29 AM -05:00"]
[90232,"TMP232_DAMKT","SWPP","INT",null,9999,9999,"LN NICKTAP - NICK 69 kV",null,"7/27/2016 2:03:51 PM -05:00","8/1/2016 12:14:31 AM -05:00"]
[1362,"TMP261_1362","MISO","RCF",null,1195,1195,"XF NELSON_E 500/230 kV",null,"4/7/2016 3:01:48 PM -05:00","8/1/2016 3:49:55 PM -05:00"]
[6506,"TMP259_6506","MISO","RCF",null,1732,1732,"LN MABELV - MAYFLR 500 kV",null,"4/7/2016 3:01:48 PM -05:00","8/1/2016 4:51:56 PM -05:00"]
[6507,"TMP264_6507","MISO","RCF",null,1745,1745,"LN PLS_HL - MAYFLR 500 kV",null,"4/7/2016 3:01:49 PM -05:00","8/1/2016 4:51:56 PM -05:00"]
[21802,"TMP199_21802","MISO","RCF","XF HORNLK 161/115 kV  ftlo XF FREPT5 500/1 kV",235,235,"XF HORNLK 161/115 kV","XF FREPT5 500/1 kV","5/3/2016 6:42:34 PM -05:00","8/1/2016 5:13:59 PM -05:00"]
[21706,"TMP273_21706","MISO","RCF","LN MURFET - AMITYX 115 kV  ftlo LN LONGWOO - SAREPT 345 kV",98,98,"LN MURFET - AMITYX 115 kV","LN LONGWOO - SAREPT 345 kV","3/17/2016 3:44:38 PM -05:00","8/1/2016 5:14:00 PM -05:00"]
[21761,"TMP251_21761","MISO","RCF",null,1732,1732,"LN MABELV - WRIGHT_E 500 kV",null,null,"8/1/2016 5:14:00 PM -05:00"]
[21762,"TMP252_21762","MISO","RCF",null,1732,1732,"LN MABELV - WRIGHT_E 500 kV",null,null,"8/1/2016 5:14:00 PM -05:00"]
[21358,"TEMP61_21358","MISO","RCF","LN TXPSEX - LUCKY 115 kV  ftlo LN DOLET - SWSHREV 345 kV",77,77,"LN TXPSEX - LUCKY 115 kV","LN DOLET - SWSHREV 345 kV","11/18/2015 3:52:37 PM -06:00","8/1/2016 5:21:56 PM -05:00"]
[21621,"TMP241_21621","PJM","RCF","LN STJOHNTA - CRETE_EC 345 kV  ftlo LN DUMONT - WILTON00 765 kV",1091,1195,"LN STJOHNTA - CRETE_EC 345 kV","LN DUMONT - WILTON00 765 kV","5/27/2016 7:20:28 PM -05:00","8/1/2016 5:21:56 PM -05:00"]
[21707,"TMP274_21707","MISO","RCF","LN FISHR7 - MANY_3 115 kV  ftlo LN DOLET - SWSHREV 345 kV",115,115,"LN FISHR7 - MANY_3 115 kV","LN DOLET - SWSHREV 345 kV","3/17/2016 3:44:38 PM -05:00","8/1/2016 11:02:05 PM -05:00"]
[21747,"TEMP84_21747","MISO","RCF","LN FRANKLN - HAMP_TP 161 kV  ftlo LN NUTHTCH - IFIP 161 kV",223,245,"LN FRANKLN - HAMP_TP 161 kV","LN NUTHTCH - IFIP 161 kV",null,"8/1/2016 11:02:05 PM -05:00"]
[21916,"TMP185_21916","MISO","RCF","LN CAROLL - LAYFLD_C 230 kV  ftlo LN EL_EHV - MOLIVE 500 kV",282,412,"LN CAROLL - LAYFLD_C 230 kV","LN EL_EHV - MOLIVE 500 kV","6/15/2016 10:36:53 AM -05:00","8/1/2016 11:02:05 PM -05:00"]
[21258,"TEMP07_21258","SWPP","CFG","LN CALICO - NORFORK 161 kV  ftlo XF INDEP2 500/161 kV",334,334,"LN CALICO - NORFORK 161 kV","XF INDEP2 500/161 kV","10/5/2015 7:30:40 PM -05:00","8/4/2016 3:19:06 PM -05:00"]
[20769,"TMP101_20769","SWPP","INT","LN SNAKECK - ALIANCE 115 kV  ftlo LN STEGALL - WAYSID_W 230 kV",109,109,"LN SNAKECK - ALIANCE 115 kV","LN STEGALL - WAYSID_W 230 kV","2/16/2015 8:26:26 PM -06:00","8/4/2016 3:27:00 PM -05:00"]
[21148,"TEMP47_21148","SWPP","RCF","LN RUGBY230 - RUGBY 115 kV  ftlo LN PEACGRDN - GLEN2 230 kV",219,219,"LN RUGBY230 - RUGBY 115 kV","LN PEACGRDN - GLEN2 230 kV","8/14/2015 7:57:37 PM -05:00","8/4/2016 3:27:00 PM -05:00"]
[21369,"TEMP41_21369","SWPP","RCF","LN NEBRCTY - SUB3456 345 kV  ftlo LN NEBRCTY - 103_ROKE 345 kV",956,956,"LN NEBRCTY - SUB3456 345 kV","LN NEBRCTY - 103_ROKE 345 kV","12/3/2015 4:20:27 PM -06:00","8/4/2016 3:27:00 PM -05:00"]
[21562,"TMP176_21562","SWPP","RCF","LN SUB1211 - SUB1250 161 kV  ftlo LN SUB1211 - SUB1250 161 kV",221,221,"LN SUB1211 - SUB1250 161 kV","LN SUB1211 - SUB1250 161 kV","2/11/2016 6:19:25 PM -06:00","8/4/2016 3:27:00 PM -05:00"]
[21658,"TMP254_21658","SWPP","RCF","LN SIBL_KCP - OVER 345 kV  ftlo LN BONDRNT - MNTZUMA 345 kV",956,956,"LN SIBL_KCP - OVER 345 kV","LN BONDRNT - MNTZUMA 345 kV","2/24/2016 10:04:32 AM -06:00","8/4/2016 3:27:00 PM -05:00"]
[21692,"TMP212_21692","SWPP","RCF","LN MAURERLK - CARROLTN 161 kV  ftlo LN SIBL_KCP - OVER 345 kV",167,167,"LN MAURERLK - CARROLTN 161 kV","LN SIBL_KCP - OVER 345 kV","3/5/2016 11:20:58 PM -06:00","8/4/2016 3:27:00 PM -05:00"]
[21735,"TEMP24_21735","SWPP","INT","LN OSAGE_OG - WEBBTAP4 138 kV  ftlo XF SONR1 345/138 kV",152,180,"LN OSAGE_OG - WEBBTAP4 138 kV","XF SONR1 345/138 kV","4/4/2016 7:22:03 AM -05:00","8/4/2016 3:27:00 PM -05:00"]
[21782,"TMP250_21782","SWPP","RCF","LN DUMONTCB - PRKRBGCB 69 kV  ftlo LN KESLEYCB - PRKRBGCB 69 kV",57,63,"LN DUMONTCB - PRKRBGCB 69 kV","LN KESLEYCB - PRKRBGCB 69 kV","4/21/2016 6:47:14 AM -05:00","8/4/2016 3:27:00 PM -05:00"]
[21796,"TMP168_21796","SWPP","RCF","LN SUB1259 - SUB1278 161 kV  ftlo LN SUB3456 - CBLUFFS 345 kV",215,215,"LN SUB1259 - SUB1278 161 kV","LN SUB3456 - CBLUFFS 345 kV","4/27/2016 7:26:21 PM -05:00","8/4/2016 3:27:00 PM -05:00"]
[21798,"TMP184_21798","SWPP","RCF","LN TL_HOLLY - CHIRENO4 138 kV  ftlo LN WEB - WELLS_E 500 kV",135,135,"LN TL_HOLLY - CHIRENO4 138 kV","LN WEB - WELLS_E 500 kV","4/28/2016 2:42:44 PM -05:00","8/4/2016 3:27:00 PM -05:00"]
[21905,"TMP208_21905","SWPP","RCF","LN GRANITF - S3 115 kV  ftlo XF HAZELCRK 345/1 kV",106,106,"LN GRANITF - S3 115 kV","XF HAZELCRK 345/1 kV","6/9/2016 9:33:01 PM -05:00","8/4/2016 3:27:00 PM -05:00"]
[21985,"TEMP27_21985","SWPP","INT","LN JONES2 - ACORN 138 kV  ftlo LN ARCAD7 - NOWST1 345 kV",382,382,"LN JONES2 - ACORN 138 kV","LN ARCAD7 - NOWST1 345 kV","7/13/2016 2:49:56 PM -05:00","8/4/2016 3:27:00 PM -05:00"]
[21720,"TMP255_21720","SWPP","RCF","LN SIBL_KCP - OVER 345 kV  ftlo LN LACYGNE - N345 345 kV",956,956,"LN SIBL_KCP - OVER 345 kV","LN LACYGNE - N345 345 kV",null,"8/4/2016 3:27:01 PM -05:00"]
[21190,"TMP127_21190","SWPP","INT","LN LEC - MIDJ 115 kV  ftlo LN LAWH - MIDJ 230 kV",127,151,"LN LEC - MIDJ 115 kV","LN LAWH - MIDJ 230 kV","9/3/2015 3:03:20 PM -05:00","8/4/2016 3:31:00 PM -05:00"]
[21344,"TEMP88_21344","SWPP","INT","XF CARLISLE 230/115 kV  ftlo LN PLXSUB - SUNDOWN2 230 kV",168,168,"XF CARLISLE 230/115 kV","LN PLXSUB - SUNDOWN2 230 kV","11/10/2015 11:58:43 AM -06:00","8/4/2016 3:31:00 PM -05:00"]
[21399,"TMP105_21399","SWPP","INT","LN WILISTN2 - LTLMUDDY 115 kV  ftlo LN WILISTN2 - WHEELOK 230 kV",102,102,"LN WILISTN2 - LTLMUDDY 115 kV","LN WILISTN2 - WHEELOK 230 kV","12/16/2015 4:38:17 PM -06:00","8/4/2016 3:31:00 PM -05:00"]
[21446,"TMP126_21446","SWPP","INT","LN ROSE - STEA 138 kV  ftlo LN ROSE - WEAV 138 kV",287,287,"LN ROSE - STEA 138 kV","LN ROSE - WEAV 138 kV","1/22/2016 12:43:09 PM -06:00","8/4/2016 3:31:00 PM -05:00"]
[21757,"TEMP85_21757","SWPP","INT","LN GRACMONT - ANADARKO 138 kV  ftlo LN GRACMONT - LAW_ES 345 kV",200,234,"LN GRACMONT - ANADARKO 138 kV","LN GRACMONT - LAW_ES 345 kV","4/11/2016 5:00:59 PM -05:00","8/4/2016 3:31:00 PM -05:00"]
[21959,"TEMP51_21959","SWPP","INT","XF ARCAD7 345/138 kV  ftlo XF ARCAD7 345/138 kV",440,440,"XF ARCAD7 345/138 kV","XF ARCAD7 345/138 kV","7/5/2016 8:42:39 AM -05:00","8/4/2016 3:31:00 PM -05:00"]
[21960,"TEMP81_21960","SWPP","INT","XF ARCAD7 345/138 kV  ftlo XF ARCAD7 345/138 kV",440,440,"XF ARCAD7 345/138 kV","XF ARCAD7 345/138 kV","7/5/2016 8:51:40 AM -05:00","8/4/2016 3:31:00 PM -05:00"]
[21966,"TEMP82_21966","SWPP","INT","LN CRAIG - LENEXA 161 kV  ftlo LN CRAIG - LENEXA 161 kV",293,334,"LN CRAIG - LENEXA 161 kV","LN CRAIG - LENEXA 161 kV","7/6/2016 8:00:20 AM -05:00","8/4/2016 3:31:00 PM -05:00"]
[21321,"TMP147_21321","SWPP","INT","LN GAVINS - HARTNGTN 115 kV  ftlo LN BLMFLD - CREITON 115 kV",120,132,"LN GAVINS - HARTNGTN 115 kV","LN BLMFLD - CREITON 115 kV","10/27/2015 9:58:23 AM -05:00","8/4/2016 3:31:01 PM -05:00"]
[21460,"TMP157_21460","SWPP","INT","LN SWEETW4 - GRISLD1 345 kV  ftlo LN AXTELL1 - PAULINE 345 kV",717,789,"LN SWEETW4 - GRISLD1 345 kV","LN AXTELL1 - PAULINE 345 kV","2/1/2016 3:20:31 PM -06:00","8/4/2016 3:31:01 PM -05:00"]
[21540,"TMP159_21540","SWPP","INT","LN WASHIT1 - SW_STA 138 kV  ftlo LN GRACMONT - LAW_ES 345 kV",299,353,"LN WASHIT1 - SW_STA 138 kV","LN GRACMONT - LAW_ES 345 kV","2/8/2016 9:41:14 AM -06:00","8/4/2016 3:31:01 PM -05:00"]
[21544,"TMP160_21544","SWPP","INT","LN SPRGFLD - CLAY2 161 kV  ftlo LN BROOK_LN - JUNCTN5 161 kV",189,189,"LN SPRGFLD - CLAY2 161 kV","LN BROOK_LN - JUNCTN5 161 kV","2/9/2016 9:01:36 AM -06:00","8/4/2016 3:31:01 PM -05:00"]
[21675,"TMP200_21675","SWPP","INT","LN TECH - STULT 115 kV  ftlo LN HOYT - STRA 345 kV",86,92,"LN TECH - STULT 115 kV","LN HOYT - STRA 345 kV","3/1/2016 1:55:04 PM -06:00","8/4/2016 3:38:58 PM -05:00"]
[21682,"TMP226_21682","SWPP","INT","XF CIMARRON 345/138 kV  ftlo LN CIMARRON - DRAPR1 345 kV",382,382,"XF CIMARRON 345/138 kV","LN CIMARRON - DRAPR1 345 kV","3/3/2016 3:26:18 PM -06:00","8/4/2016 3:38:58 PM -05:00"]
[21889,"TMP167_21889","SWPP","INT","LN HALE_CO - TUCO 115 kV  ftlo LN SWISHER - TUCO 230 kV",80,80,"LN HALE_CO - TUCO 115 kV","LN SWISHER - TUCO 230 kV","6/8/2016 4:26:25 PM -05:00","8/4/2016 3:38:58 PM -05:00"]
[21961,"TMP228_21961","SWPP","INT","LN CIMARRON - HAYMAKR4 138 kV  ftlo LN CIMARRON - CKHAL 138 kV",268,308,"LN CIMARRON - HAYMAKR4 138 kV","LN CIMARRON - CKHAL 138 kV","7/5/2016 9:07:57 AM -05:00","8/4/2016 3:38:58 PM -05:00"]
[21777,"TMP216_21777","MISO","RCF","XF MCADMS 500/1 kV  ftlo XF MCADMS 500/1 kV",615,615,"XF MCADMS 500/1 kV","XF MCADMS 500/1 kV","4/26/2016 1:11:05 AM -05:00","8/31/2016 11:56:23 PM -05:00"]
[21778,"TMP217_21778","MISO","RCF","XF MCADMS 500/1 kV  ftlo XF MCADMS 500/1 kV",561,561,"XF MCADMS 500/1 kV","XF MCADMS 500/1 kV","4/26/2016 1:11:05 AM -05:00","8/31/2016 11:56:23 PM -05:00"]
[22101,"TMP273_22101","SWPP","INT","LN MILANTP - CLEARWT4 138 kV  ftlo LN TATONGA - MATHWSN7 345 kV",110,110,"LN MILANTP - CLEARWT4 138 kV","LN TATONGA - MATHWSN7 345 kV","9/2/2016 2:30:33 PM -05:00","9/2/2016 2:44:26 PM -05:00"]
[22151,"TMP160_22151","SWPP","INT",null,9999,9999,"XF EDDY_CO 230/115 kV",null,"9/19/2016 10:38:16 AM -05:00","9/20/2016 3:54:32 PM -05:00"]
[22151,"TMP160_22151",null,"INT",null,null,null,"XF EDDY_CO 230/115 kV",null,"9/19/2016 10:38:16 AM -05:00","9/20/2016 3:58:29 PM -05:00"]
[21378,"TEMP06_21378",null,"INT","LN WOLFFORT - TERRY_CO 115 kV  ftlo LN TOLKSUB - YOAKUM 230 kV",null,null,"LN WOLFFORT - TERRY_CO 115 kV","LN TOLKSUB - YOAKUM 230 kV","12/4/2015 4:21:48 PM -06:00","9/23/2016 4:56:51 PM -05:00"]
[21379,"TEMP04_21379",null,"INT","XF ELK-CITY 230/138 kV  ftlo LN FINNEY1 - HOLCOM1 345 kV",null,null,"XF ELK-CITY 230/138 kV","LN FINNEY1 - HOLCOM1 345 kV","12/4/2015 3:31:48 PM -06:00","9/23/2016 4:56:51 PM -05:00"]
[21690,"TEMP05_21690",null,"INT","LN IDABEL - BBOW_TAP 138 kV  ftlo LN VALLIANT - LYDIA 345 kV",null,null,"LN IDABEL - BBOW_TAP 138 kV","LN VALLIANT - LYDIA 345 kV","3/5/2016 8:14:44 AM -06:00","9/23/2016 4:56:51 PM -05:00"]
[21378,"TEMP06_21378","SWPP","INT","LN WOLFFORT - TERRY_CO 115 kV  ftlo LN TOLKSUB - YOAKUM 230 kV",80,80,"LN WOLFFORT - TERRY_CO 115 kV","LN TOLKSUB - YOAKUM 230 kV","12/4/2015 4:21:48 PM -06:00","9/23/2016 4:56:52 PM -05:00"]
[21379,"TEMP04_21379","SWPP","INT","XF ELK-CITY 230/138 kV  ftlo LN FINNEY1 - HOLCOM1 345 kV",280,331,"XF ELK-CITY 230/138 kV","LN FINNEY1 - HOLCOM1 345 kV","12/4/2015 3:31:48 PM -06:00","9/23/2016 4:56:52 PM -05:00"]
[21690,"TEMP05_21690","SWPP","INT","LN IDABEL - BBOW_TAP 138 kV  ftlo LN VALLIANT - LYDIA 345 kV",191,216,"LN IDABEL - BBOW_TAP 138 kV","LN VALLIANT - LYDIA 345 kV","3/5/2016 8:14:44 AM -06:00","9/23/2016 4:56:52 PM -05:00"]
[21813,"TEMP09_21813",null,"INT","LN SBROWN - BROWN2 138 kV  ftlo LN LAW_ES - SUNNYSDE 345 kV",null,null,"LN SBROWN - BROWN2 138 kV","LN LAW_ES - SUNNYSDE 345 kV","5/10/2016 9:41:07 AM -05:00","9/23/2016 5:03:04 PM -05:00"]
[21814,"TEMP08_21814",null,"INT","LN MANNGT - DIGHTNT 115 kV  ftlo LN BUCKNER7 - SPERVI1 345 kV",null,null,"LN MANNGT - DIGHTNT 115 kV","LN BUCKNER7 - SPERVI1 345 kV","5/10/2016 2:51:09 PM -05:00","9/23/2016 5:03:04 PM -05:00"]
[22057,"TEMP10_22057",null,"INT","XF SUB_N 161/69 kV  ftlo LN ECKLES - BLUE_MIL 161 kV",null,null,"XF SUB_N 161/69 kV","LN ECKLES - BLUE_MIL 161 kV","8/11/2016 1:03:36 PM -05:00","9/23/2016 5:03:04 PM -05:00"]
[21813,"TEMP09_21813","SWPP","INT","LN SBROWN - BROWN2 138 kV  ftlo LN LAW_ES - SUNNYSDE 345 kV",133,143,"LN SBROWN - BROWN2 138 kV","LN LAW_ES - SUNNYSDE 345 kV","5/10/2016 9:41:07 AM -05:00","9/23/2016 5:04:51 PM -05:00"]
[21814,"TEMP08_21814","SWPP","INT","LN MANNGT - DIGHTNT 115 kV  ftlo LN BUCKNER7 - SPERVI1 345 kV",112,120,"LN MANNGT - DIGHTNT 115 kV","LN BUCKNER7 - SPERVI1 345 kV","5/10/2016 2:51:09 PM -05:00","9/23/2016 5:04:51 PM -05:00"]
[22057,"TEMP10_22057","SWPP","INT","XF SUB_N 161/69 kV  ftlo LN ECKLES - BLUE_MIL 161 kV",100,123,"XF SUB_N 161/69 kV","LN ECKLES - BLUE_MIL 161 kV","8/11/2016 1:03:36 PM -05:00","9/23/2016 5:04:51 PM -05:00"]
[20279,"TEMP14_20279","SWPP","INT","LN BUSHLAND - DEAFSMIT 230 kV  ftlo LN POTTER_S - NEWHART 230 kV",319,319,"LN BUSHLAND - DEAFSMIT 230 kV","LN POTTER_S - NEWHART 230 kV",null,"9/23/2016 5:08:51 PM -05:00"]
[21254,"TEMP11_21254","SWPP","INT","XF G_GENT1 230/1 kV  ftlo XF G_GENT1 345/1 kV",336,420,"XF G_GENT1 230/1 kV","XF G_GENT1 345/1 kV","10/2/2015 11:31:35 AM -05:00","9/23/2016 5:08:51 PM -05:00"]
[21817,"TEMP12_21817","SWPP","INT","XF GRISLD1 345/230 kV  ftlo XF GRISLD1 345/230 kV",336,406,"XF GRISLD1 345/230 kV","XF GRISLD1 345/230 kV","5/11/2016 5:19:19 PM -05:00","9/23/2016 5:08:51 PM -05:00"]
[20279,"TEMP14_20279",null,"INT","LN BUSHLAND - DEAFSMIT 230 kV  ftlo LN POTTER_S - NEWHART 230 kV",null,null,"LN BUSHLAND - DEAFSMIT 230 kV","LN POTTER_S - NEWHART 230 kV",null,"9/23/2016 5:09:47 PM -05:00"]
[21254,"TEMP11_21254",null,"INT","XF G_GENT1 230/1 kV  ftlo XF G_GENT1 345/1 kV",null,null,"XF G_GENT1 230/1 kV","XF G_GENT1 345/1 kV","10/2/2015 11:31:35 AM -05:00","9/23/2016 5:09:47 PM -05:00"]
[21817,"TEMP12_21817",null,"INT","XF GRISLD1 345/230 kV  ftlo XF GRISLD1 345/230 kV",null,null,"XF GRISLD1 345/230 kV","XF GRISLD1 345/230 kV","5/11/2016 5:19:19 PM -05:00","9/23/2016 5:09:47 PM -05:00"]
[21819,"TEMP15_21819","SWPP","INT","LN PHLP - WMCP 115 kV  ftlo LN SUMM - EMCP 230 kV",159,159,"LN PHLP - WMCP 115 kV","LN SUMM - EMCP 230 kV","5/12/2016 7:11:42 PM -05:00","9/23/2016 5:19:50 PM -05:00"]
[21819,"TEMP15_21819",null,"INT","LN PHLP - WMCP 115 kV  ftlo LN SUMM - EMCP 230 kV",null,null,"LN PHLP - WMCP 115 kV","LN SUMM - EMCP 230 kV","5/12/2016 7:11:42 PM -05:00","9/23/2016 5:22:48 PM -05:00"]
[22190,"TMP259_22190",null,"INT",null,null,null,"LN MABELV - MAYFLR 500 kV",null,"9/28/2016 1:32:16 PM -05:00","9/28/2016 1:40:21 PM -05:00"]
[22190,"TMP259_22190","SWPP","INT",null,9999,9999,"LN MABELV - MAYFLR 500 kV",null,"9/28/2016 1:32:16 PM -05:00","9/28/2016 1:40:23 PM -05:00"]
[22086,"TEMP32_22086","SWPP","INT","LN STL4391 - JOP1451 161 kV  ftlo LN NICKTAP - NICK 69 kV",290,290,"LN STL4391 - JOP1451 161 kV","LN NICKTAP - NICK 69 kV","9/1/2016 3:07:30 AM -05:00","9/30/2016 11:55:40 PM -05:00"]
[21738,"TMP130_21738","SWPP","INT","LN KNOLL1 - REDLIN 115 kV  ftlo LN HOLCOM1 - SETAB1 345 kV",80,80,"LN KNOLL1 - REDLIN 115 kV","LN HOLCOM1 - SETAB1 345 kV","4/4/2016 11:49:22 PM -05:00","10/3/2016 9:14:23 AM -05:00"]
[21373,"TEMP28_21373","SWPP","INT","XF STORLA 230/1 kV  ftlo LN WESSPRNG - FTTHOMP 230 kV",100,125,"XF STORLA 230/1 kV","LN WESSPRNG - FTTHOMP 230 kV","12/4/2015 11:06:43 AM -06:00","10/3/2016 9:55:28 AM -05:00"]
[21748,"TEMP39_21748","SWPP","INT","LN PLXSUB - BAI_CO_R 115 kV  ftlo XF DEAFSMIT 230/115 kV",120,154,"LN PLXSUB - BAI_CO_R 115 kV","XF DEAFSMIT 230/115 kV","4/6/2016 7:49:10 PM -05:00","10/3/2016 9:55:28 AM -05:00"]
[21823,"TEMP19_21823","SWPP","INT","LN BROWN2 - SBROWN 138 kV  ftlo LN PITTSB9 - VALLIANT 345 kV",133,143,"LN BROWN2 - SBROWN 138 kV","LN PITTSB9 - VALLIANT 345 kV","5/13/2016 6:56:01 PM -05:00","10/3/2016 9:55:28 AM -05:00"]
[21831,"TEMP33_21831","SWPP","INT","LN TUPELO2 - SBROWN 138 kV  ftlo LN PITTSB9 - VALLIANT 345 kV",96,96,"LN TUPELO2 - SBROWN 138 kV","LN PITTSB9 - VALLIANT 345 kV","5/17/2016 2:37:40 PM -05:00","10/3/2016 9:55:28 AM -05:00"]
[21836,"TEMP44_21836","SWPP","INT","LN REDBUD - RIVRSIDE 345 kV  ftlo LN REDBUD - ARCAD7 345 kV",901,1055,"LN REDBUD - RIVRSIDE 345 kV","LN REDBUD - ARCAD7 345 kV","5/23/2016 2:12:23 PM -05:00","10/3/2016 9:55:28 AM -05:00"]
[20942,"TEMP53_20942","SWPP","INT","LN 134PENTP - WESTMOR4 138 kV  ftlo LN PLVAL - MCCLAI 138 kV",268,308,"LN 134PENTP - WESTMOR4 138 kV","LN PLVAL - MCCLAI 138 kV","5/4/2015 3:10:01 PM -05:00","10/3/2016 10:03:29 AM -05:00"]
[20945,"TEMP57_20945","SWPP","INT","LN ASB3491 - CJ366 161 kV  ftlo LN ASB3491 - PUR421 161 kV",223,223,"LN ASB3491 - CJ366 161 kV","LN ASB3491 - PUR421 161 kV","5/6/2015 11:28:18 AM -05:00","10/3/2016 10:03:29 AM -05:00"]
[21084,"TEMP46_21084","SWPP","INT","XF LAWH 230/115 kV  ftlo XF MIDJ 230/115 kV",280,308,"XF LAWH 230/115 kV","XF MIDJ 230/115 kV","7/10/2015 10:39:26 AM -05:00","10/3/2016 10:03:29 AM -05:00"]
[21749,"TEMP45_21749","SWPP","INT","LN BOYD - CDRLN 138 kV  ftlo LN PLVAL - HOLWD 138 kV",191,191,"LN BOYD - CDRLN 138 kV","LN PLVAL - HOLWD 138 kV","4/7/2016 3:30:47 PM -05:00","10/3/2016 10:03:29 AM -05:00"]
[21755,"TEMP67_21755","SWPP","INT","LN LAR3821 - SPRGFLD 161 kV  ftlo LN JASPER7 - MRGN_345 345 kV",167,167,"LN LAR3821 - SPRGFLD 161 kV","LN JASPER7 - MRGN_345 345 kV","4/9/2016 9:06:23 PM -05:00","10/3/2016 10:03:29 AM -05:00"]
[21964,"TEMP68_21964","SWPP","INT","LN LAMB - PLXSUB 115 kV  ftlo XF PLXSUB 230/115 kV",120,120,"LN LAMB - PLXSUB 115 kV","XF PLXSUB 230/115 kV","7/5/2016 6:08:07 PM -05:00","10/3/2016 10:03:29 AM -05:00"]
[21419,"TEMP92_21419","SWPP","INT","LN MOORLN1 - ASPEN 138 kV  ftlo LN GRAPVINE - WHEELER 230 kV",143,143,"LN MOORLN1 - ASPEN 138 kV","LN GRAPVINE - WHEELER 230 kV","1/1/2016 3:51:44 AM -06:00","10/3/2016 10:07:22 AM -05:00"]
[21771,"TEMP79_21771","SWPP","INT","XF NOWST1 345/1 kV  ftlo XF NOWST1 345/1 kV",478,478,"XF NOWST1 345/1 kV","XF NOWST1 345/1 kV","4/15/2016 6:58:31 AM -05:00","10/3/2016 10:07:22 AM -05:00"]
[21843,"TEMP69_21843","SWPP","INT","LN ATL1091 - CARTHAGE 161 kV  ftlo LN STL4391 - JOP3891 161 kV",222,222,"LN ATL1091 - CARTHAGE 161 kV","LN STL4391 - JOP3891 161 kV","5/25/2016 3:30:02 PM -05:00","10/3/2016 10:07:22 AM -05:00"]
[21853,"TEMP89_21853","SWPP","INT","LN ELSIETP - PAXTON 115 kV  ftlo LN KEYSTONE - G_GENT1 345 kV",108,108,"LN ELSIETP - PAXTON 115 kV","LN KEYSTONE - G_GENT1 345 kV","5/27/2016 4:53:24 PM -05:00","10/3/2016 10:07:22 AM -05:00"]
[22109,"TEMP81_22109","SWPP","INT","XF RAM452 161/69 kV  ftlo LN RAM452 - ORO1101 161 kV",100,100,"XF RAM452 161/69 kV","LN RAM452 - ORO1101 161 kV","9/6/2016 4:48:10 PM -05:00","10/3/2016 10:07:22 AM -05:00"]
[21859,"TEMP93_21859","SWPP","INT","LN AUBU - KEEN 115 kV  ftlo XF EMAN 230/115 kV",133,148,"LN AUBU - KEEN 115 kV","XF EMAN 230/115 kV","6/1/2016 3:21:46 AM -05:00","10/3/2016 10:07:23 AM -05:00"]
[21860,"TEMP97_21860","SWPP","INT","XF MCDO 230/115 kV  ftlo XF EMAN 230/115 kV",308,308,"XF MCDO 230/115 kV","XF EMAN 230/115 kV","6/1/2016 3:21:46 AM -05:00","10/3/2016 10:07:23 AM -05:00"]
[22002,"TEMP99_22002","SWPP","INT","LN MIDJ - BISM 115 kV  ftlo XF LAWH 230/115 kV",118,118,"LN MIDJ - BISM 115 kV","XF LAWH 230/115 kV","7/20/2016 3:44:55 PM -05:00","10/3/2016 10:07:23 AM -05:00"]
[21829,"TEMP26_21829","SWPP","INT","LN GRNWOOD - METROPOL 161 kV  ftlo LN GRNWOOD - SHAWNEE 161 kV",318,318,"LN GRNWOOD - METROPOL 161 kV","LN GRNWOOD - SHAWNEE 161 kV","5/17/2016 7:44:34 AM -05:00","10/5/2016 10:52:06 AM -05:00"]
[20517,"TMP109_20517","SWPP","RCF","LN SWIS - W_GARDNR 345 kV  ftlo LN 87TH_ST - CRAIG 345 kV",956,956,"LN SWIS - W_GARDNR 345 kV","LN 87TH_ST - CRAIG 345 kV",null,"10/5/2016 10:56:12 AM -05:00"]
[21136,"TMP100_21136","SWPP","RCF","LN RUGBY230 - RUGBY 115 kV  ftlo LN BALTAJCT - RAMSEY 230 kV",219,219,"LN RUGBY230 - RUGBY 115 kV","LN BALTAJCT - RAMSEY 230 kV","8/6/2015 7:34:22 PM -05:00","10/5/2016 10:56:12 AM -05:00"]
[21397,"TMP110_21397","SWPP","INT","LN SHAYS - CHETOLAH 115 kV  ftlo LN SHAYS - POSTROCK 230 kV",164,199,"LN SHAYS - CHETOLAH 115 kV","LN SHAYS - POSTROCK 230 kV","12/15/2015 3:58:32 AM -06:00","10/5/2016 10:56:12 AM -05:00"]
[21754,"TEMP59_21754","SWPP","RCF","LN HAMP_TP - SHEFFLD1 161 kV  ftlo LN NUTHTCH - IFIP 161 kV",215,236,"LN HAMP_TP - SHEFFLD1 161 kV","LN NUTHTCH - IFIP 161 kV","4/8/2016 3:44:09 PM -05:00","10/5/2016 10:56:12 AM -05:00"]
[21773,"TMP107_21773","SWPP","INT","LN SLVRL - DVISN 138 kV  ftlo LN NOWST1 - PDMNT 138 kV",268,308,"LN SLVRL - DVISN 138 kV","LN NOWST1 - PDMNT 138 kV","4/15/2016 4:12:18 PM -05:00","10/5/2016 10:56:12 AM -05:00"]
[21861,"TMP106_21861","SWPP","INT","LN BUTL - FRNTIER2 69 kV  ftlo LN BUTL - SKEL 69 kV",96,96,"LN BUTL - FRNTIER2 69 kV","LN BUTL - SKEL 69 kV","6/1/2016 3:21:46 AM -05:00","10/5/2016 10:56:12 AM -05:00"]
[21130,"TMP122_21130","SWPP","RCF","XF G_GENT1 345/1 kV  ftlo LN KEYSTONE - G_GENT1 345 kV",336,420,"XF G_GENT1 345/1 kV","LN KEYSTONE - G_GENT1 345 kV","8/5/2015 8:37:07 AM -05:00","10/5/2016 11:04:26 AM -05:00"]
[21426,"TMP120_21426","SWPP","INT","XF CARLISLE 230/115 kV  ftlo LN TUCO - JONESSUB 230 kV",168,168,"XF CARLISLE 230/115 kV","LN TUCO - JONESSUB 230 kV","1/11/2016 8:28:11 AM -06:00","10/5/2016 11:04:26 AM -05:00"]
[21822,"TMP123_21822","SWPP","INT","LN ASB3491 - PUR421 161 kV  ftlo LN N345 - BLACKBRY 345 kV",223,223,"LN ASB3491 - PUR421 161 kV","LN N345 - BLACKBRY 345 kV","5/13/2016 9:56:54 AM -05:00","10/5/2016 11:04:26 AM -05:00"]
[21871,"TMP114_21871","SWPP","INT","LN STL4391 - JOP1451 161 kV  ftlo LN STL4391 - JOP3891 161 kV",290,290,"LN STL4391 - JOP1451 161 kV","LN STL4391 - JOP3891 161 kV","6/3/2016 11:04:57 AM -05:00","10/5/2016 11:04:26 AM -05:00"]
[21456,"TMP139_21456","SWPP","INT",null,120,120,"LN PANTEX_S - HIGHL_TP 115 kV",null,"1/29/2016 11:33:20 AM -06:00","10/5/2016 11:08:06 AM -05:00"]
[21737,"TMP128_21737","SWPP","INT","LN TILDEN - BATTLCR 115 kV  ftlo LN BLMFLD - GAVINS 115 kV",120,132,"LN TILDEN - BATTLCR 115 kV","LN BLMFLD - GAVINS 115 kV","4/4/2016 9:27:12 PM -05:00","10/5/2016 11:08:06 AM -05:00"]
[21788,"TMP136_21788","SWPP","INT","XF HAWTHORN 345/161 kV  ftlo LN HAWTHORN - SIBLEY 345 kV",550,605,"XF HAWTHORN 345/161 kV","LN HAWTHORN - SIBLEY 345 kV","4/24/2016 6:46:05 AM -05:00","10/5/2016 11:08:06 AM -05:00"]
[21458,"TMP141_21458","SWPP","INT","LN BLMFLD - GAVINS 115 kV  ftlo LN PTRBRG_N - PETRSBG 115 kV",144,144,"LN BLMFLD - GAVINS 115 kV","LN PTRBRG_N - PETRSBG 115 kV","1/30/2016 9:00:14 AM -06:00","10/5/2016 11:16:07 AM -05:00"]
[21320,"TMP149_21320","SWPP","INT","LN CONCOR3 - CLIFTO1 115 kV  ftlo LN ELM_CRK - NMAN 230 kV",115.5,122.699996948242,"LN CONCOR3 - CLIFTO1 115 kV","LN ELM_CRK - NMAN 230 kV","10/26/2015 9:42:36 AM -05:00","10/5/2016 11:16:08 AM -05:00"]
[21870,"TMP150_21870","SWPP","INT","XF G_GENT1 345/1 kV  ftlo XF G_GENT1 345/1 kV",336,420,"XF G_GENT1 345/1 kV","XF G_GENT1 345/1 kV","6/3/2016 6:49:53 AM -05:00","10/5/2016 11:16:08 AM -05:00"]
[21885,"TMP144_21885","SWPP","INT","XF RENFROW7 345/1 kV  ftlo LN VIOLA7 - WICH 345 kV",478,478,"XF RENFROW7 345/1 kV","LN VIOLA7 - WICH 345 kV","6/7/2016 11:44:08 PM -05:00","10/5/2016 11:16:08 AM -05:00"]
[21886,"TMP177_21886","SWPP","INT","LN CKSKI1 - KILDR 138 kV  ftlo LN VIOLA7 - WICH 345 kV",194,222,"LN CKSKI1 - KILDR 138 kV","LN VIOLA7 - WICH 345 kV","6/8/2016 12:15:09 AM -05:00","10/5/2016 11:16:08 AM -05:00"]
[21887,"TMP156_21887","SWPP","INT","LN BEULAH - HALIDYWP 115 kV  ftlo LN ANTELOP - CHAR_CK 345 kV",120,121,"LN BEULAH - HALIDYWP 115 kV","LN ANTELOP - CHAR_CK 345 kV","6/8/2016 11:41:20 AM -05:00","10/5/2016 11:16:08 AM -05:00"]
[21890,"TMP180_21890","SWPP","INT","LN MATHWSN7 - NOWST1 345 kV  ftlo LN WDRNG1 - SONR1 345 kV",1195,1195,"LN MATHWSN7 - NOWST1 345 kV","LN WDRNG1 - SONR1 345 kV","6/9/2016 12:34:33 AM -05:00","10/5/2016 11:16:08 AM -05:00"]
[21910,"TMP178_21910","SWPP","INT","LN PLXSUB - BAI_CO_R 115 kV  ftlo LN PLXSUB - DEAFSMIT 230 kV",120,154,"LN PLXSUB - BAI_CO_R 115 kV","LN PLXSUB - DEAFSMIT 230 kV","6/13/2016 12:51:19 PM -05:00","10/5/2016 11:16:08 AM -05:00"]
[21845,"TMP197_21845","SWPP","RCF","LN HAMP_TP - SHEFFLD1 161 kV  ftlo LN WALLLAKE - WRIGHT2 161 kV",215,236,"LN HAMP_TP - SHEFFLD1 161 kV","LN WALLLAKE - WRIGHT2 161 kV","5/26/2016 10:46:25 PM -05:00","10/5/2016 11:20:26 AM -05:00"]
[21923,"TMP194_21923","SWPP","INT","LN PLXSUB - BAI_CO_R 115 kV  ftlo LN NEWHART - CASTRO 115 kV",120,154,"LN PLXSUB - BAI_CO_R 115 kV","LN NEWHART - CASTRO 115 kV","6/18/2016 1:36:03 PM -05:00","10/5/2016 11:20:26 AM -05:00"]
[21926,"TMP195_21926","SWPP","INT","LN TL_HOLLY - CHIRENO4 138 kV  ftlo LN LAYFLD_A - HARTBG 500 kV",135,135,"LN TL_HOLLY - CHIRENO4 138 kV","LN LAYFLD_A - HARTBG 500 kV","6/21/2016 10:26:54 AM -05:00","10/5/2016 11:20:26 AM -05:00"]
[21939,"TMP214_21939","SWPP","INT","XF PRINGLE 230/115 kV  ftlo LN POTTER_S - MOORE_CO 230 kV",120,120,"XF PRINGLE 230/115 kV","LN POTTER_S - MOORE_CO 230 kV","6/26/2016 5:48:41 PM -05:00","10/5/2016 11:20:26 AM -05:00"]
[22041,"TMP211_22041","SWPP","INT","XF WEBSTRCB 161/69 kV  ftlo LN WRIGHT2 - WALLLAKE 161 kV",84,84,"XF WEBSTRCB 161/69 kV","LN WRIGHT2 - WALLLAKE 161 kV","7/29/2016 3:07:24 PM -05:00","10/5/2016 11:20:26 AM -05:00"]
[22160,"TMP208_22160","SWPP","INT","LN RAINSRD - ARSENAL 138 kV  ftlo LN LONGWOO - SWSHREV 345 kV",203,203,"LN RAINSRD - ARSENAL 138 kV","LN LONGWOO - SWSHREV 345 kV","9/21/2016 8:47:43 AM -05:00","10/5/2016 11:20:26 AM -05:00"]
[21693,"TMP221_21693","SWPP","RCF","LN SEDA - OVER 161 kV  ftlo LN SIBL_KCP - OVER 345 kV",223,223,"LN SEDA - OVER 161 kV","LN SIBL_KCP - OVER 345 kV","3/6/2016 3:25:45 AM -06:00","10/5/2016 11:28:13 AM -05:00"]
[21809,"TMP220_21809","SWPP","INT","LN KNOLL1 - REDLIN 115 kV  ftlo LN KNOLL1 - SALINE 115 kV",80,80,"LN KNOLL1 - REDLIN 115 kV","LN KNOLL1 - SALINE 115 kV","5/8/2016 10:57:02 AM -05:00","10/5/2016 11:28:13 AM -05:00"]
[21942,"TMP224_21942","SWPP","INT","XF PRINGLE 230/115 kV  ftlo LN TUCO - OKLAUNIO 345 kV",120,120,"XF PRINGLE 230/115 kV","LN TUCO - OKLAUNIO 345 kV","6/27/2016 2:25:58 PM -05:00","10/5/2016 11:28:13 AM -05:00"]
[21795,"TMP234_21795","SWPP","RCF","LN ARENDS - FOSTRACB 69 kV  ftlo LN DICY - LAKEFLD 161 kV",58,63.799999237060497,"LN ARENDS - FOSTRACB 69 kV","LN DICY - LAKEFLD 161 kV","4/27/2016 9:46:59 AM -05:00","10/5/2016 11:52:22 AM -05:00"]
[21808,"TMP229_21808","SWPP","RCF","XF HAMPTON2 161/69 kV  ftlo LN FLOYD - EMERY 161 kV",84,92,"XF HAMPTON2 161/69 kV","LN FLOYD - EMERY 161 kV","5/5/2016 6:41:22 PM -05:00","10/5/2016 11:52:22 AM -05:00"]
[21934,"TMP268_21934","SWPP","INT","LN BENT - CHIS 138 kV  ftlo XF WICH 345/138 kV",239,239,"LN BENT - CHIS 138 kV","XF WICH 345/138 kV","6/22/2016 7:47:14 PM -05:00","10/5/2016 11:52:22 AM -05:00"]
[22094,"TMP250_22094","SWPP","CFG","LN BULL_SHL - SLEDHL 161 kV  ftlo LN MT_HOM - MIDWA2 161 kV",230,230,"LN BULL_SHL - SLEDHL 161 kV","LN MT_HOM - MIDWA2 161 kV","9/2/2016 3:02:31 PM -05:00","10/5/2016 11:52:22 AM -05:00"]
[22123,"TMP255_22123","SWPP","RCF","LN SUB701 - SUB1211 161 kV  ftlo LN CBLUFFS - SUB3456 345 kV",335,335,"LN SUB701 - SUB1211 161 kV","LN CBLUFFS - SUB3456 345 kV","9/9/2016 9:42:24 PM -05:00","10/5/2016 11:52:22 AM -05:00"]
[1030,"PALXFRADRTHI",null,"RCF","XF PLMY 345/161 kV  ftlo LN ADIR - TH_HILL 161 kV",null,null,"XF PLMY 345/161 kV","LN ADIR - TH_HILL 161 kV","11/1/2016 3:22:29 AM -05:00","10/11/2016 5:28:02 PM -05:00"]
[1031,"PALXFRASBTHI",null,"INT","XF PLMY 345/161 kV  ftlo LN SUB_T - LOUISA_M 345 kV",null,null,"XF PLMY 345/161 kV","LN SUB_T - LOUISA_M 345 kV","11/1/2016 3:22:53 AM -05:00","10/11/2016 5:35:57 PM -05:00"]
[1090,"MARMREBARELD",null,"RCF","ZBR MARIES - MRES 138 kV  ftlo LN ELDN - BARN 161 kV",null,null,"ZBR MARIES - MRES 138 kV","LN ELDN - BARN 161 kV",null,"10/11/2016 5:35:57 PM -05:00"]
[1096,"ELDBARFRKHUB",null,"RCF","LN ELDN - BARN 161 kV  ftlo LN FRKS - HUBEN 345 kV",null,null,"LN ELDN - BARN 161 kV","LN FRKS - HUBEN 345 kV",null,"10/11/2016 5:35:57 PM -05:00"]
[1663,"ORAMORESELUT",null,"RCF","LN ORAN - MORLEYTP 161 kV  ftlo LN LUTS - ESEX 345 kV",null,null,"LN ORAN - MORLEYTP 161 kV","LN LUTS - ESEX 345 kV",null,"10/11/2016 5:35:57 PM -05:00"]
[21293,"TEMP35_21293","SWPP","RCF","LN CBLUFFS - SUB1206 161 kV  ftlo LN CBLUFFS - SUB3456 345 kV",558,558,"LN CBLUFFS - SUB1206 161 kV","LN CBLUFFS - SUB3456 345 kV","10/20/2015 2:47:20 PM -05:00","10/20/2016 3:51:05 PM -05:00"]
[21293,"TEMP35_21293",null,"RCF","LN CBLUFFS - SUB1206 161 kV  ftlo LN CBLUFFS - SUB3456 345 kV",null,null,"LN CBLUFFS - SUB1206 161 kV","LN CBLUFFS - SUB3456 345 kV","10/20/2015 2:47:20 PM -05:00","10/20/2016 3:55:10 PM -05:00"]
[21948,"TEMP40_21948",null,"INT","LN BRULE - OGALALA 115 kV  ftlo LN SIDNEY - OGALALA 230 kV",null,null,"LN BRULE - OGALALA 115 kV","LN SIDNEY - OGALALA 230 kV","6/30/2016 7:25:45 AM -05:00","10/20/2016 3:55:11 PM -05:00"]
[20765,"TEMP64_20765",null,"RCF","LN SWIS - W_GARDNR 345 kV  ftlo LN HOYT - STRA 345 kV",null,null,"LN SWIS - W_GARDNR 345 kV","LN HOYT - STRA 345 kV","2/9/2015 7:48:49 PM -06:00","10/20/2016 3:55:12 PM -05:00"]
[20765,"TEMP64_20765","SWPP","RCF","LN SWIS - W_GARDNR 345 kV  ftlo LN HOYT - STRA 345 kV",956,956,"LN SWIS - W_GARDNR 345 kV","LN HOYT - STRA 345 kV","2/9/2015 7:48:49 PM -06:00","10/20/2016 3:55:12 PM -05:00"]
[21398,"TEMP90_21398","SWPP","INT","LN B_SPRGS - BLUECK 115 kV  ftlo XF STEGALL 345/1 kV",120,132,"LN B_SPRGS - BLUECK 115 kV","XF STEGALL 345/1 kV","12/15/2015 10:56:47 PM -06:00","10/20/2016 3:55:12 PM -05:00"]
[21457,"TMP138_21457","SWPP","INT","LN GAVINS - YKNTJCT 115 kV  ftlo LN BLMFLD - CREITON 115 kV",120,121,"LN GAVINS - YKNTJCT 115 kV","LN BLMFLD - CREITON 115 kV","1/29/2016 4:21:58 PM -06:00","10/20/2016 3:55:12 PM -05:00"]
[21866,"TMP121_21866","SWPP","INT","LN SOAL - SMAN 115 kV  ftlo LN JEFF - EMAN 230 kV",120,120,"LN SOAL - SMAN 115 kV","LN JEFF - EMAN 230 kV","6/2/2016 7:58:39 AM -05:00","10/20/2016 3:55:12 PM -05:00"]
[21918,"TMP191_21918","SWPP","INT","LN ESTR_WR - WEMP 115 kV  ftlo XF MORR 230/115 kV",86,92,"LN ESTR_WR - WEMP 115 kV","XF MORR 230/115 kV","6/15/2016 2:13:55 PM -05:00","10/20/2016 3:55:12 PM -05:00"]
[21943,"TMP219_21943","SWPP","INT","LN WHEELER - HOWARD3 115 kV  ftlo LN SWEETWT6 - ELK-CITY 230 kV",159,175,"LN WHEELER - HOWARD3 115 kV","LN SWEETWT6 - ELK-CITY 230 kV","6/27/2016 11:33:06 PM -05:00","10/20/2016 3:55:12 PM -05:00"]
[21948,"TEMP40_21948","SWPP","INT","LN BRULE - OGALALA 115 kV  ftlo LN SIDNEY - OGALALA 230 kV",109,120,"LN BRULE - OGALALA 115 kV","LN SIDNEY - OGALALA 230 kV","6/30/2016 7:25:45 AM -05:00","10/20/2016 3:55:12 PM -05:00"]
[22112,"TEMP84_22112",null,"INT",null,null,null,"LN BORDER - TUCO 345 kV",null,"9/7/2016 2:45:34 PM -05:00","10/20/2016 3:55:12 PM -05:00"]
[22112,"TEMP84_22112","SWPP","INT",null,1208,1208,"LN BORDER - TUCO 345 kV",null,"9/7/2016 2:45:34 PM -05:00","10/20/2016 3:55:12 PM -05:00"]
[22232,"TMP224_22232","SWPP","RCF","LN BRSTOWCB - PRKRBGCB 69 kV  ftlo LN NEAL_CB - PRKRBGCB 69 kV",47,52,"LN BRSTOWCB - PRKRBGCB 69 kV","LN NEAL_CB - PRKRBGCB 69 kV","10/8/2016 8:24:42 AM -05:00","10/20/2016 3:55:12 PM -05:00"]
[21398,"TEMP90_21398",null,"INT","LN B_SPRGS - BLUECK 115 kV  ftlo XF STEGALL 345/1 kV",null,null,"LN B_SPRGS - BLUECK 115 kV","XF STEGALL 345/1 kV","12/15/2015 10:56:47 PM -06:00","10/20/2016 3:55:13 PM -05:00"]
[21941,"TMP248_21941","SWPP","INT","LN FTRANDL - WH_SWAN 115 kV  ftlo LN MEADW_GR - KELLY 230 kV",95,124,"LN FTRANDL - WH_SWAN 115 kV","LN MEADW_GR - KELLY 230 kV","6/27/2016 12:27:58 PM -05:00","10/20/2016 3:55:13 PM -05:00"]
[21866,"TMP121_21866",null,"INT","LN SOAL - SMAN 115 kV  ftlo LN JEFF - EMAN 230 kV",null,null,"LN SOAL - SMAN 115 kV","LN JEFF - EMAN 230 kV","6/2/2016 7:58:39 AM -05:00","10/20/2016 3:55:14 PM -05:00"]
[21457,"TMP138_21457",null,"INT","LN GAVINS - YKNTJCT 115 kV  ftlo LN BLMFLD - CREITON 115 kV",null,null,"LN GAVINS - YKNTJCT 115 kV","LN BLMFLD - CREITON 115 kV","1/29/2016 4:21:58 PM -06:00","10/20/2016 3:55:15 PM -05:00"]
[21918,"TMP191_21918",null,"INT","LN ESTR_WR - WEMP 115 kV  ftlo XF MORR 230/115 kV",null,null,"LN ESTR_WR - WEMP 115 kV","XF MORR 230/115 kV","6/15/2016 2:13:55 PM -05:00","10/20/2016 3:55:16 PM -05:00"]
[21943,"TMP219_21943",null,"INT","LN WHEELER - HOWARD3 115 kV  ftlo LN SWEETWT6 - ELK-CITY 230 kV",null,null,"LN WHEELER - HOWARD3 115 kV","LN SWEETWT6 - ELK-CITY 230 kV","6/27/2016 11:33:06 PM -05:00","10/20/2016 3:55:16 PM -05:00"]
[22232,"TMP224_22232",null,"RCF","LN BRSTOWCB - PRKRBGCB 69 kV  ftlo LN NEAL_CB - PRKRBGCB 69 kV",null,null,"LN BRSTOWCB - PRKRBGCB 69 kV","LN NEAL_CB - PRKRBGCB 69 kV","10/8/2016 8:24:42 AM -05:00","10/20/2016 3:55:17 PM -05:00"]
[21941,"TMP248_21941",null,"INT","LN FTRANDL - WH_SWAN 115 kV  ftlo LN MEADW_GR - KELLY 230 kV",null,null,"LN FTRANDL - WH_SWAN 115 kV","LN MEADW_GR - KELLY 230 kV","6/27/2016 12:27:58 PM -05:00","10/20/2016 3:55:18 PM -05:00"]
[22264,"TMP268_22264","SWPP","INT","LN CMRIVTP - CIM-PL1 115 kV  ftlo LN FINNEY1 - HOLCOM1 345 kV",115.5,119.5,"LN CMRIVTP - CIM-PL1 115 kV","LN FINNEY1 - HOLCOM1 345 kV","10/17/2016 12:45:21 PM -05:00","10/20/2016 4:02:05 PM -05:00"]
[22264,"TMP268_22264",null,"INT","LN CMRIVTP - CIM-PL1 115 kV  ftlo LN FINNEY1 - HOLCOM1 345 kV",null,null,"LN CMRIVTP - CIM-PL1 115 kV","LN FINNEY1 - HOLCOM1 345 kV","10/17/2016 12:45:21 PM -05:00","10/20/2016 4:03:22 PM -05:00"]
[22210,"TEMP39_22210","SWPP","INT","LN WELSH - WILKES 345 kV  ftlo LN DIANA - WELSH 345 kV",970,970,"LN WELSH - WILKES 345 kV","LN DIANA - WELSH 345 kV","10/3/2016 5:43:28 PM -05:00","10/25/2016 2:55:25 PM -05:00"]
[22210,"TEMP39_22210",null,"INT","LN WELSH - WILKES 345 kV  ftlo LN DIANA - WELSH 345 kV",null,null,"LN WELSH - WILKES 345 kV","LN DIANA - WELSH 345 kV","10/3/2016 5:43:28 PM -05:00","10/25/2016 2:57:35 PM -05:00"]
[22072,"TEMP17_22072",null,"INT","LN SYRACU1 - BEARCRK2 115 kV  ftlo LN FLETCH4 - PKGOAB 115 kV",null,null,"LN SYRACU1 - BEARCRK2 115 kV","LN FLETCH4 - PKGOAB 115 kV","8/21/2016 4:19:28 AM -05:00","10/25/2016 4:33:40 PM -05:00"]
[22072,"TEMP17_22072","SWPP","INT","LN SYRACU1 - BEARCRK2 115 kV  ftlo LN FLETCH4 - PKGOAB 115 kV",107.59999847412099,107.59999847412099,"LN SYRACU1 - BEARCRK2 115 kV","LN FLETCH4 - PKGOAB 115 kV","8/21/2016 4:19:28 AM -05:00","10/25/2016 4:33:41 PM -05:00"]
[22073,"TEMP18_22073",null,"INT","LN SYRACU1 - BEARCRK2 115 kV  ftlo LN HOLCOM1 - PLYMELL 115 kV",null,null,"LN SYRACU1 - BEARCRK2 115 kV","LN HOLCOM1 - PLYMELL 115 kV","8/22/2016 3:39:01 PM -05:00","10/25/2016 4:33:41 PM -05:00"]
[22073,"TEMP18_22073","SWPP","INT","LN SYRACU1 - BEARCRK2 115 kV  ftlo LN HOLCOM1 - PLYMELL 115 kV",107.59999847412099,107.59999847412099,"LN SYRACU1 - BEARCRK2 115 kV","LN HOLCOM1 - PLYMELL 115 kV","8/22/2016 3:39:01 PM -05:00","10/25/2016 4:33:42 PM -05:00"]
[22083,"TEMP61_22083",null,"INT","LN BUSHLAND - HILLSIDE 115 kV  ftlo LN BUSHLAND - DEAFSMIT 230 kV",null,null,"LN BUSHLAND - HILLSIDE 115 kV","LN BUSHLAND - DEAFSMIT 230 kV","8/28/2016 9:57:09 PM -05:00","10/25/2016 4:33:42 PM -05:00"]
[22083,"TEMP61_22083","SWPP","INT","LN BUSHLAND - HILLSIDE 115 kV  ftlo LN BUSHLAND - DEAFSMIT 230 kV",159,159,"LN BUSHLAND - HILLSIDE 115 kV","LN BUSHLAND - DEAFSMIT 230 kV","8/28/2016 9:57:09 PM -05:00","10/25/2016 4:33:42 PM -05:00"]
[21993,"TEMP80_21993","SWPP","INT","LN EAST_PLA - PIERCE_T 115 kV  ftlo LN EAST_PLA - MANHATTA 115 kV",159,175,"LN EAST_PLA - PIERCE_T 115 kV","LN EAST_PLA - MANHATTA 115 kV","7/17/2016 8:19:23 AM -05:00","10/25/2016 4:37:21 PM -05:00"]
[21088,"TMP132_21088","SWPP","INT","LN DUNCAN - TOSCO--2 69 kV  ftlo LN FLETCH3 - EMPIRE2 138 kV",39,39,"LN DUNCAN - TOSCO--2 69 kV","LN FLETCH3 - EMPIRE2 138 kV","7/12/2015 10:22:55 PM -05:00","10/25/2016 4:37:22 PM -05:00"]
[21545,"TMP161_21545","SWPP","INT","LN GOTHNBG - COZAD 115 kV  ftlo LN N_PLT1 - C_CREEK 230 kV",78,85,"LN GOTHNBG - COZAD 115 kV","LN N_PLT1 - C_CREEK 230 kV","2/9/2016 12:01:20 PM -06:00","10/25/2016 4:37:22 PM -05:00"]
[21759,"TMP102_21759","SWPP","INT","LN MAID1 - KERR_HYD 161 kV  ftlo LN GRDA17 - TONNECE 345 kV",198,198,"LN MAID1 - KERR_HYD 161 kV","LN GRDA17 - TONNECE 345 kV","4/12/2016 11:33:46 AM -05:00","10/25/2016 4:37:22 PM -05:00"]
[21826,"TMP270_21826","SWPP","INT","LN SHAYS - MULGRE2 230 kV  ftlo LN CLARKCO - THISTLE7 345 kV",297,297,"LN SHAYS - MULGRE2 230 kV","LN CLARKCO - THISTLE7 345 kV","5/16/2016 9:24:24 PM -05:00","10/25/2016 4:37:22 PM -05:00"]
[21864,"TMP140_21864","SWPP","INT",null,387,387,"LN MEADW_GR - KELLY 230 kV",null,"6/1/2016 11:49:57 AM -05:00","10/25/2016 4:37:22 PM -05:00"]
[21947,"TMP247_21947","SWPP","INT","LN LUBBOCKS - LUBBOCKE 115 kV  ftlo LN JONESSUB - LUBBOCKE 230 kV",120,120,"LN LUBBOCKS - LUBBOCKE 115 kV","LN JONESSUB - LUBBOCKE 230 kV","6/29/2016 3:57:31 PM -05:00","10/25/2016 4:37:22 PM -05:00"]
[22075,"TMP264_22075","SWPP","INT","LN G_GENT1 - OGALALA 230 kV  ftlo LN G_GENT1 - KEYSTONE 345 kV",320,352,"LN G_GENT1 - OGALALA 230 kV","LN G_GENT1 - KEYSTONE 345 kV","8/23/2016 10:33:12 PM -05:00","10/25/2016 4:37:22 PM -05:00"]
[21993,"TEMP80_21993",null,"INT","LN EAST_PLA - PIERCE_T 115 kV  ftlo LN EAST_PLA - MANHATTA 115 kV",null,null,"LN EAST_PLA - PIERCE_T 115 kV","LN EAST_PLA - MANHATTA 115 kV","7/17/2016 8:19:23 AM -05:00","10/25/2016 4:41:30 PM -05:00"]
[21759,"TMP102_21759",null,"INT","LN MAID1 - KERR_HYD 161 kV  ftlo LN GRDA17 - TONNECE 345 kV",null,null,"LN MAID1 - KERR_HYD 161 kV","LN GRDA17 - TONNECE 345 kV","4/12/2016 11:33:46 AM -05:00","10/25/2016 4:41:31 PM -05:00"]
[21088,"TMP132_21088",null,"INT","LN DUNCAN - TOSCO--2 69 kV  ftlo LN FLETCH3 - EMPIRE2 138 kV",null,null,"LN DUNCAN - TOSCO--2 69 kV","LN FLETCH3 - EMPIRE2 138 kV","7/12/2015 10:22:55 PM -05:00","10/25/2016 4:41:32 PM -05:00"]
[21864,"TMP140_21864",null,"INT",null,null,null,"LN MEADW_GR - KELLY 230 kV",null,"6/1/2016 11:49:57 AM -05:00","10/25/2016 4:41:33 PM -05:00"]
[21545,"TMP161_21545",null,"INT","LN GOTHNBG - COZAD 115 kV  ftlo LN N_PLT1 - C_CREEK 230 kV",null,null,"LN GOTHNBG - COZAD 115 kV","LN N_PLT1 - C_CREEK 230 kV","2/9/2016 12:01:20 PM -06:00","10/25/2016 4:41:34 PM -05:00"]
[21947,"TMP247_21947",null,"INT","LN LUBBOCKS - LUBBOCKE 115 kV  ftlo LN JONESSUB - LUBBOCKE 230 kV",null,null,"LN LUBBOCKS - LUBBOCKE 115 kV","LN JONESSUB - LUBBOCKE 230 kV","6/29/2016 3:57:31 PM -05:00","10/25/2016 4:41:35 PM -05:00"]
[21826,"TMP270_21826",null,"INT","LN SHAYS - MULGRE2 230 kV  ftlo LN CLARKCO - THISTLE7 345 kV",null,null,"LN SHAYS - MULGRE2 230 kV","LN CLARKCO - THISTLE7 345 kV","5/16/2016 9:24:24 PM -05:00","10/25/2016 4:41:37 PM -05:00"]
[22075,"TMP264_22075",null,"INT","LN G_GENT1 - OGALALA 230 kV  ftlo LN G_GENT1 - KEYSTONE 345 kV",null,null,"LN G_GENT1 - OGALALA 230 kV","LN G_GENT1 - KEYSTONE 345 kV","8/23/2016 10:33:12 PM -05:00","10/25/2016 4:41:37 PM -05:00"]
[22294,"TEMP39_22294",null,"RCF","LN LAYFLD_C - CAROLL 230 kV  ftlo XF EL_EHV 500/1 kV",null,null,"LN LAYFLD_C - CAROLL 230 kV","XF EL_EHV 500/1 kV","10/26/2016 4:26:25 PM -05:00","10/28/2016 2:03:15 AM -05:00"]
[22310,"TMP121_22310",null,"INT","LN ANADARKO - SW_STA 138 kV  ftlo LN ANADARKO - GRACMONT 138 kV",null,null,"LN ANADARKO - SW_STA 138 kV","LN ANADARKO - GRACMONT 138 kV","10/27/2016 10:56:44 AM -05:00","10/28/2016 2:03:16 AM -05:00"]
[22294,"TEMP39_22294","MISO","RCF","LN LAYFLD_C - CAROLL 230 kV  ftlo XF EL_EHV 500/1 kV",412,412,"LN LAYFLD_C - CAROLL 230 kV","XF EL_EHV 500/1 kV","10/26/2016 4:26:25 PM -05:00","10/28/2016 2:03:17 AM -05:00"]
[22295,"TMP132_22295",null,"RCF","LN LAYFLD_C - CAROLL 230 kV  ftlo LN SAREPT - LONGWOO 345 kV",null,null,"LN LAYFLD_C - CAROLL 230 kV","LN SAREPT - LONGWOO 345 kV","10/26/2016 7:07:25 PM -05:00","10/28/2016 2:03:17 AM -05:00"]
[22295,"TMP132_22295","MISO","RCF","LN LAYFLD_C - CAROLL 230 kV  ftlo LN SAREPT - LONGWOO 345 kV",282,412,"LN LAYFLD_C - CAROLL 230 kV","LN SAREPT - LONGWOO 345 kV","10/26/2016 7:07:25 PM -05:00","10/28/2016 2:03:17 AM -05:00"]
[22296,"TMP140_22296","MISO","RCF","LN TRCR - VIENNA 115 kV  ftlo XF MCNEIL 500/115 kV",115,115,"LN TRCR - VIENNA 115 kV","XF MCNEIL 500/115 kV","10/26/2016 7:26:30 PM -05:00","10/28/2016 2:03:17 AM -05:00"]
[22310,"TMP121_22310","SWPP","INT","LN ANADARKO - SW_STA 138 kV  ftlo LN ANADARKO - GRACMONT 138 kV",212,212,"LN ANADARKO - SW_STA 138 kV","LN ANADARKO - GRACMONT 138 kV","10/27/2016 10:56:44 AM -05:00","10/28/2016 2:03:17 AM -05:00"]
[22314,"TMP206_22314","SWPP","INT","XF FTSMTH 345/161 kV  ftlo LN LYDIA - WELSH 345 kV",493,493,"XF FTSMTH 345/161 kV","LN LYDIA - WELSH 345 kV","10/27/2016 10:28:04 PM -05:00","10/28/2016 2:03:17 AM -05:00"]
[22296,"TMP140_22296",null,"RCF","LN TRCR - VIENNA 115 kV  ftlo XF MCNEIL 500/115 kV",null,null,"LN TRCR - VIENNA 115 kV","XF MCNEIL 500/115 kV","10/26/2016 7:26:30 PM -05:00","10/28/2016 2:03:18 AM -05:00"]
[22314,"TMP206_22314",null,"INT","XF FTSMTH 345/161 kV  ftlo LN LYDIA - WELSH 345 kV",null,null,"XF FTSMTH 345/161 kV","LN LYDIA - WELSH 345 kV","10/27/2016 10:28:04 PM -05:00","10/28/2016 2:03:19 AM -05:00"]
[1041,"TEMP26_1041",null,"RCF","LN LUTS - ESEX 345 kV  ftlo LN LUTS - KEL 345 kV",null,null,"LN LUTS - ESEX 345 kV","LN LUTS - KEL 345 kV","10/6/2016 4:39:13 PM -05:00","11/1/2016 12:07:10 AM -05:00"]
[1041,"TEMP26_1041","AECI","RCF","LN LUTS - ESEX 345 kV  ftlo LN LUTS - KEL 345 kV",1195,1195,"LN LUTS - ESEX 345 kV","LN LUTS - KEL 345 kV","10/6/2016 4:39:13 PM -05:00","11/1/2016 12:07:10 AM -05:00"]
[1098,"TEMP43_1098","AECI","RCF","XF FAIRPORT 345/161 kV  ftlo LN ST_JOE - NASHUA 345 kV",606,606,"XF FAIRPORT 345/161 kV","LN ST_JOE - NASHUA 345 kV","10/20/2016 3:43:49 AM -05:00","11/1/2016 12:07:10 AM -05:00"]
[1042,"TEMP59_1042",null,"RCF","LN ESEX - LUTS 345 kV  ftlo LN CUMBER1 - MARSHA1 500 kV",null,null,"LN ESEX - LUTS 345 kV","LN CUMBER1 - MARSHA1 500 kV","10/6/2016 4:50:06 PM -05:00","11/1/2016 12:07:11 AM -05:00"]
[1042,"TEMP59_1042","AECI","RCF","LN ESEX - LUTS 345 kV  ftlo LN CUMBER1 - MARSHA1 500 kV",1195,1195,"LN ESEX - LUTS 345 kV","LN CUMBER1 - MARSHA1 500 kV","10/6/2016 4:50:06 PM -05:00","11/1/2016 12:07:11 AM -05:00"]
[1044,"TMP100_1044",null,"RCF","LN FAIRPORT - COOPER 345 kV  ftlo LN ST_JOE - COOPER 345 kV",null,null,"LN FAIRPORT - COOPER 345 kV","LN ST_JOE - COOPER 345 kV","10/6/2016 4:57:07 PM -05:00","11/1/2016 12:07:11 AM -05:00"]
[1044,"TMP100_1044","AECI","RCF","LN FAIRPORT - COOPER 345 kV  ftlo LN ST_JOE - COOPER 345 kV",1195,1195,"LN FAIRPORT - COOPER 345 kV","LN ST_JOE - COOPER 345 kV","10/6/2016 4:57:07 PM -05:00","11/1/2016 12:07:11 AM -05:00"]
[1045,"TMP106_1045",null,"RCF","LN FAIRPORT - ST_JOE 345 kV  ftlo LN COOPER - ST_JOE 345 kV",null,null,"LN FAIRPORT - ST_JOE 345 kV","LN COOPER - ST_JOE 345 kV","10/6/2016 4:57:07 PM -05:00","11/1/2016 12:07:11 AM -05:00"]
[1045,"TMP106_1045","AECI","RCF","LN FAIRPORT - ST_JOE 345 kV  ftlo LN COOPER - ST_JOE 345 kV",1195,1195,"LN FAIRPORT - ST_JOE 345 kV","LN COOPER - ST_JOE 345 kV","10/6/2016 4:57:07 PM -05:00","11/1/2016 12:07:11 AM -05:00"]
[1098,"TEMP43_1098",null,"RCF","XF FAIRPORT 345/161 kV  ftlo LN ST_JOE - NASHUA 345 kV",null,null,"XF FAIRPORT 345/161 kV","LN ST_JOE - NASHUA 345 kV","10/20/2016 3:43:49 AM -05:00","11/1/2016 12:07:11 AM -05:00"]
[1046,"TMP107_1046",null,"RCF","LN FAIRPORT - OSBORN 161 kV  ftlo LN FAIRPORT - COOPER 345 kV",null,null,"LN FAIRPORT - OSBORN 161 kV","LN FAIRPORT - COOPER 345 kV","10/6/2016 4:57:07 PM -05:00","11/1/2016 12:07:12 AM -05:00"]
[1046,"TMP107_1046","AECI","RCF","LN FAIRPORT - OSBORN 161 kV  ftlo LN FAIRPORT - ST_JOE 345 kV",243,243,"LN FAIRPORT - OSBORN 161 kV","LN FAIRPORT - ST_JOE 345 kV","10/6/2016 4:57:07 PM -05:00","11/1/2016 12:07:12 AM -05:00"]
[1061,"TMP109_1061",null,"RCF","LN FAIRPORT - GENTRY 161 kV  ftlo LN ST_JOE - AVECTYTP 161 kV",null,null,"LN FAIRPORT - GENTRY 161 kV","LN ST_JOE - AVECTYTP 161 kV","10/6/2016 5:01:07 PM -05:00","11/1/2016 12:07:12 AM -05:00"]
[1061,"TMP109_1061","AECI","RCF","LN FAIRPORT - GENTRY 161 kV  ftlo LN ST_JOE - AVECTYTP 161 kV",242,242,"LN FAIRPORT - GENTRY 161 kV","LN ST_JOE - AVECTYTP 161 kV","10/6/2016 5:01:07 PM -05:00","11/1/2016 12:07:12 AM -05:00"]
[1063,"TMP110_1063",null,"RCF","LN BLACKBRY - JASPER7 345 kV  ftlo LN FLINTCRK - BROOK_LN 345 kV",null,null,"LN BLACKBRY - JASPER7 345 kV","LN FLINTCRK - BROOK_LN 345 kV","10/6/2016 5:01:08 PM -05:00","11/1/2016 12:07:12 AM -05:00"]
[1063,"TMP110_1063","AECI","RCF","LN BLACKBRY - JASPER7 345 kV  ftlo LN FLINTCRK - BROOK_LN 345 kV",985,985,"LN BLACKBRY - JASPER7 345 kV","LN FLINTCRK - BROOK_LN 345 kV","10/6/2016 5:01:08 PM -05:00","11/1/2016 12:07:12 AM -05:00"]
[1064,"TMP114_1064",null,"RCF","LN ESEX - W_NEWMAD 345 kV  ftlo LN GOBKNOB - ST_FRAN 345 kV",null,null,"LN ESEX - W_NEWMAD 345 kV","LN GOBKNOB - ST_FRAN 345 kV","10/6/2016 4:57:07 PM -05:00","11/1/2016 12:07:12 AM -05:00"]
[1064,"TMP114_1064","AECI","RCF","LN ESEX - W_NEWMAD 345 kV  ftlo LN GOBKNOB - ST_FRAN 345 kV",1195,1195,"LN ESEX - W_NEWMAD 345 kV","LN GOBKNOB - ST_FRAN 345 kV","10/6/2016 4:57:07 PM -05:00","11/1/2016 12:07:12 AM -05:00"]
[1065,"TMP120_1065",null,"RCF","LN FRKS - HUBEN 345 kV  ftlo LN ARK_NU - FTSMTH 500 kV",null,null,"LN FRKS - HUBEN 345 kV","LN ARK_NU - FTSMTH 500 kV","10/6/2016 5:01:08 PM -05:00","11/1/2016 12:07:13 AM -05:00"]
[1065,"TMP120_1065","AECI","RCF","LN FRKS - HUBEN 345 kV  ftlo LN ARK_NU - FTSMTH 500 kV",864,864,"LN FRKS - HUBEN 345 kV","LN ARK_NU - FTSMTH 500 kV","10/6/2016 5:01:08 PM -05:00","11/1/2016 12:07:13 AM -05:00"]
[1066,"TMP122_1066",null,"RCF","LN FRKS - HUBEN 345 kV  ftlo LN OVER - SIBL_KCP 345 kV",null,null,"LN FRKS - HUBEN 345 kV","LN OVER - SIBL_KCP 345 kV","10/6/2016 5:01:08 PM -05:00","11/1/2016 12:07:13 AM -05:00"]
[1066,"TMP122_1066","AECI","RCF","LN FRKS - HUBEN 345 kV  ftlo LN OVER - SIBL_KCP 345 kV",864,864,"LN FRKS - HUBEN 345 kV","LN OVER - SIBL_KCP 345 kV","10/6/2016 5:01:08 PM -05:00","11/1/2016 12:07:13 AM -05:00"]
[1067,"TMP123_1067",null,"RCF","LN FRKS - HUBEN 345 kV  ftlo LN OVER - MCRD 345 kV",null,null,"LN FRKS - HUBEN 345 kV","LN OVER - MCRD 345 kV","10/6/2016 5:09:10 PM -05:00","11/1/2016 12:07:13 AM -05:00"]
[1067,"TMP123_1067","AECI","RCF","LN FRKS - HUBEN 345 kV  ftlo LN MCC2 - MCRD 345 kV",864,864,"LN FRKS - HUBEN 345 kV","LN MCC2 - MCRD 345 kV","10/6/2016 5:09:10 PM -05:00","11/1/2016 12:07:13 AM -05:00"]
[1672,"TMP128_1672",null,"RCF","LN NODAWAY - GENTRY 161 kV  ftlo XF FAIRPORT 345/161 kV",null,null,"LN NODAWAY - GENTRY 161 kV","XF FAIRPORT 345/161 kV","10/6/2016 5:17:09 PM -05:00","11/1/2016 12:07:13 AM -05:00"]
[1672,"TMP128_1672","AECI","RCF","LN NODAWAY - GENTRY 161 kV  ftlo XF FAIRPORT 345/161 kV",234,234,"LN NODAWAY - GENTRY 161 kV","XF FAIRPORT 345/161 kV","10/6/2016 5:17:09 PM -05:00","11/1/2016 12:07:13 AM -05:00"]
[1697,"TMP136_1697",null,"RCF","XF FAIRPORT 345/161 kV  ftlo LN MARYVIL - NODAWAY 161 kV",null,null,"XF FAIRPORT 345/161 kV","LN MARYVIL - NODAWAY 161 kV","10/6/2016 5:21:07 PM -05:00","11/1/2016 12:07:14 AM -05:00"]
[1697,"TMP136_1697","AECI","RCF","XF FAIRPORT 345/161 kV  ftlo LN MARYVIL - NODAWAY 161 kV",606,606,"XF FAIRPORT 345/161 kV","LN MARYVIL - NODAWAY 161 kV","10/6/2016 5:21:07 PM -05:00","11/1/2016 12:07:14 AM -05:00"]
[2655,"TMP139_2655",null,"RCF","LN GOBKNOB - FLET_AEC 345 kV  ftlo LN W_NEWMAD - ESEX 345 kV",null,null,"LN GOBKNOB - FLET_AEC 345 kV","LN W_NEWMAD - ESEX 345 kV","10/6/2016 5:21:07 PM -05:00","11/1/2016 12:07:14 AM -05:00"]
[2655,"TMP139_2655","AECI","RCF","LN GOBKNOB - FLET_AEC 345 kV  ftlo LN W_NEWMAD - ESEX 345 kV",899,899,"LN GOBKNOB - FLET_AEC 345 kV","LN W_NEWMAD - ESEX 345 kV","10/6/2016 5:21:07 PM -05:00","11/1/2016 12:07:14 AM -05:00"]
[2658,"TMP144_2658",null,"RCF","LN TH_HILL - ADIR 161 kV  ftlo LN LOUISA_M - SUB_T 345 kV",null,null,"LN TH_HILL - ADIR 161 kV","LN LOUISA_M - SUB_T 345 kV","10/6/2016 5:01:08 PM -05:00","11/1/2016 12:07:14 AM -05:00"]
[2658,"TMP144_2658","AECI","RCF","LN TH_HILL - ADIR 161 kV  ftlo LN HILLS - SUB_T 345 kV",616,616,"LN TH_HILL - ADIR 161 kV","LN HILLS - SUB_T 345 kV","10/6/2016 5:01:08 PM -05:00","11/1/2016 12:07:14 AM -05:00"]
[22076,"TEMP24_22076",null,"INT","LN ROSE - STEA 138 kV  ftlo LN ROSE - WEAV 138 kV",null,null,"LN ROSE - STEA 138 kV","LN ROSE - WEAV 138 kV","8/24/2016 4:21:31 PM -05:00","11/7/2016 3:45:34 PM -06:00"]
[22184,"TEMP15_22184",null,"INT","LN BUCKNER7 - SPERVI1 345 kV  ftlo LN AXTELL1 - POSTROCK 345 kV",null,null,"LN BUCKNER7 - SPERVI1 345 kV","LN AXTELL1 - POSTROCK 345 kV","9/26/2016 11:12:36 PM -05:00","11/7/2016 3:45:34 PM -06:00"]
[22199,"TEMP05_22199",null,"RCF","LN WARDWA - BISMARK2 230 kV  ftlo XF BUFFALO2 345/1 kV",null,null,"LN WARDWA - BISMARK2 230 kV","XF BUFFALO2 345/1 kV","9/30/2016 1:09:09 PM -05:00","11/7/2016 3:45:34 PM -06:00"]
[22076,"TEMP24_22076","SWPP","INT","LN ROSE - STEA 138 kV  ftlo LN ROSE - WEAV 138 kV",287,287,"LN ROSE - STEA 138 kV","LN ROSE - WEAV 138 kV","8/24/2016 4:21:31 PM -05:00","11/7/2016 3:45:36 PM -06:00"]
[22184,"TEMP15_22184","SWPP","INT","LN BUCKNER7 - SPERVI1 345 kV  ftlo LN AXTELL1 - POSTROCK 345 kV",611.90002441406295,611.90002441406295,"LN BUCKNER7 - SPERVI1 345 kV","LN AXTELL1 - POSTROCK 345 kV","9/26/2016 11:12:36 PM -05:00","11/7/2016 3:45:36 PM -06:00"]
[22199,"TEMP05_22199","SWPP","RCF","LN WARDWA - BISMARK2 230 kV  ftlo LN BUFFALO2 - BISON_3 345 kV",320,352,"LN WARDWA - BISMARK2 230 kV","LN BUFFALO2 - BISON_3 345 kV","9/30/2016 1:09:09 PM -05:00","11/7/2016 3:45:36 PM -06:00"]
[21837,"TEMP60_21837","SWPP","INT","LN ARCAD7 - JONES_KA 138 kV  ftlo LN ARCAD7 - OMLARCA 138 kV",268,308,"LN ARCAD7 - JONES_KA 138 kV","LN ARCAD7 - OMLARCA 138 kV","5/23/2016 1:07:21 PM -05:00","11/7/2016 3:49:48 PM -06:00"]
[22103,"TEMP62_22103","SWPP","INT","LN EMAN - MCDO 115 kV  ftlo LN JEFF - MORR 345 kV",159,159,"LN EMAN - MCDO 115 kV","LN JEFF - MORR 345 kV","9/2/2016 8:54:35 PM -05:00","11/7/2016 3:49:50 PM -06:00"]
[21847,"TEMP77_21847","SWPP","RCF","LN LAWRENC - SIOUXFL 115 kV  ftlo LN SPLT_RT - SIOUXCY 345 kV",190,190,"LN LAWRENC - SIOUXFL 115 kV","LN SPLT_RT - SIOUXCY 345 kV","5/27/2016 11:28:20 AM -05:00","11/7/2016 3:49:51 PM -06:00"]
[22228,"TEMP67_22228","SWPP","INT","LN HOBBS - MILLEN 115 kV  ftlo LN W_HOBBS - SANGER_S 115 kV",120,154,"LN HOBBS - MILLEN 115 kV","LN W_HOBBS - SANGER_S 115 kV","10/7/2016 12:16:11 AM -05:00","11/7/2016 3:49:51 PM -06:00"]
[21837,"TEMP60_21837",null,"INT","LN ARCAD7 - JONES_KA 138 kV  ftlo LN ARCAD7 - OMLARCA 138 kV",null,null,"LN ARCAD7 - JONES_KA 138 kV","LN ARCAD7 - OMLARCA 138 kV","5/23/2016 1:07:21 PM -05:00","11/7/2016 3:53:33 PM -06:00"]
[21847,"TEMP77_21847",null,"RCF","LN LAWRENC - SIOUXFL 115 kV  ftlo LN SPLT_RT - SIOUXCY 345 kV",null,null,"LN LAWRENC - SIOUXFL 115 kV","LN SPLT_RT - SIOUXCY 345 kV","5/27/2016 11:28:20 AM -05:00","11/7/2016 3:53:33 PM -06:00"]
[22103,"TEMP62_22103",null,"INT","LN EMAN - MCDO 115 kV  ftlo LN JEFF - MORR 345 kV",null,null,"LN EMAN - MCDO 115 kV","LN JEFF - MORR 345 kV","9/2/2016 8:54:35 PM -05:00","11/7/2016 3:53:33 PM -06:00"]
[22228,"TEMP67_22228",null,"INT","LN HOBBS - MILLEN 115 kV  ftlo LN W_HOBBS - SANGER_S 115 kV",null,null,"LN HOBBS - MILLEN 115 kV","LN W_HOBBS - SANGER_S 115 kV","10/7/2016 12:16:11 AM -05:00","11/7/2016 3:53:33 PM -06:00"]
[21872,"TMP115_21872","SWPP","RCF","XF MINGO1 345/1 kV  ftlo LN AXTELL1 - POSTROCK 345 kV",280,308,"XF MINGO1 345/1 kV","LN AXTELL1 - POSTROCK 345 kV","6/3/2016 4:45:41 PM -05:00","11/7/2016 3:57:34 PM -06:00"]
[21983,"TMP134_21983","SWPP","INT","LN NMAGAZIN - BRANCHOG 161 kV  ftlo LN ARK_NU - FTSMTH 500 kV",127,155,"LN NMAGAZIN - BRANCHOG 161 kV","LN ARK_NU - FTSMTH 500 kV","7/11/2016 8:24:38 PM -05:00","11/7/2016 3:57:34 PM -06:00"]
[22038,"TMP142_22038","SWPP","INT","LN LNGVW1 - WSTELEC 161 kV  ftlo LN GRNWD1 - LEESUM 161 kV",278,302,"LN LNGVW1 - WSTELEC 161 kV","LN GRNWD1 - LEESUM 161 kV","7/27/2016 8:49:50 PM -05:00","11/7/2016 3:57:34 PM -06:00"]
[22098,"TEMP51_22098","SWPP","INT","LN JAGG - PENT 115 kV  ftlo LN STRA - 87TH_ST 345 kV",173,206,"LN JAGG - PENT 115 kV","LN STRA - 87TH_ST 345 kV","9/2/2016 1:05:25 PM -05:00","11/7/2016 3:57:34 PM -06:00"]
[22138,"TEMP91_22138","SWPP","RCF","LN ST_JOE - NASHUA 345 kV  ftlo LN IATAN - NASHUA 345 kV",1215,1325,"LN ST_JOE - NASHUA 345 kV","LN IATAN - NASHUA 345 kV","9/15/2016 8:30:45 AM -05:00","11/7/2016 3:57:34 PM -06:00"]
[22161,"TMP105_22161","SWPP","INT","LN 134PENTP - WESTMOR4 138 kV  ftlo LN PLVAL - HOLWD 138 kV",268,308,"LN 134PENTP - WESTMOR4 138 kV","LN PLVAL - HOLWD 138 kV","9/22/2016 8:01:20 AM -05:00","11/7/2016 3:57:34 PM -06:00"]
[22281,"TEMP93_22281","SWPP","RCF","LN BEULAH - HALIDYWP 115 kV  ftlo LN ANTELOP - CHAR_CK 345 kV",120,121,"LN BEULAH - HALIDYWP 115 kV","LN ANTELOP - CHAR_CK 345 kV","10/20/2016 8:35:13 PM -05:00","11/7/2016 3:57:34 PM -06:00"]
[22170,"TMP152_22170","SWPP","INT","LN OSG_SWPS - CANYON_E 115 kV  ftlo LN POTTER_S - NEWHART 230 kV",93,103,"LN OSG_SWPS - CANYON_E 115 kV","LN POTTER_S - NEWHART 230 kV","9/23/2016 3:18:49 PM -05:00","11/7/2016 3:57:35 PM -06:00"]
[22171,"TMP160_22171","SWPP","INT","LN RB_SPRLK - MOORE_CO 115 kV  ftlo LN HITCH - MOORE_CO 230 kV",80,80,"LN RB_SPRLK - MOORE_CO 115 kV","LN HITCH - MOORE_CO 230 kV","9/23/2016 3:18:49 PM -05:00","11/7/2016 3:57:35 PM -06:00"]
[21872,"TMP115_21872",null,"RCF","XF MINGO1 345/1 kV  ftlo LN AXTELL1 - POSTROCK 345 kV",null,null,"XF MINGO1 345/1 kV","LN AXTELL1 - POSTROCK 345 kV","6/3/2016 4:45:41 PM -05:00","11/7/2016 4:00:40 PM -06:00"]
[21983,"TMP134_21983",null,"INT","LN NMAGAZIN - BRANCHOG 161 kV  ftlo LN ARK_NU - FTSMTH 500 kV",null,null,"LN NMAGAZIN - BRANCHOG 161 kV","LN ARK_NU - FTSMTH 500 kV","7/11/2016 8:24:38 PM -05:00","11/7/2016 4:00:40 PM -06:00"]
[22038,"TMP142_22038",null,"INT","LN LNGVW1 - WSTELEC 161 kV  ftlo LN GRNWD1 - LEESUM 161 kV",null,null,"LN LNGVW1 - WSTELEC 161 kV","LN GRNWD1 - LEESUM 161 kV","7/27/2016 8:49:50 PM -05:00","11/7/2016 4:00:40 PM -06:00"]
[22042,"TMP186_22042",null,"RCF","XF WEBSTRCB 161/69 kV  ftlo LN WEBSTER2 - WRIGHT2 161 kV",null,null,"XF WEBSTRCB 161/69 kV","LN WEBSTER2 - WRIGHT2 161 kV","7/29/2016 3:07:24 PM -05:00","11/7/2016 4:00:40 PM -06:00"]
[22098,"TEMP51_22098",null,"INT","LN JAGG - PENT 115 kV  ftlo LN STRA - 87TH_ST 345 kV",null,null,"LN JAGG - PENT 115 kV","LN STRA - 87TH_ST 345 kV","9/2/2016 1:05:25 PM -05:00","11/7/2016 4:00:40 PM -06:00"]
[22104,"TMP212_22104",null,"INT","LN FTRANDL - SPENCE1 115 kV  ftlo LN FTRANDL - UTICAJC 230 kV",null,null,"LN FTRANDL - SPENCE1 115 kV","LN FTRANDL - UTICAJC 230 kV","9/2/2016 9:05:29 PM -05:00","11/7/2016 4:00:40 PM -06:00"]
[22105,"TMP200_22105",null,"INT","LN FTRANDL - SPENCE1 115 kV  ftlo LN RAUN - FT_CAL 345 kV",null,null,"LN FTRANDL - SPENCE1 115 kV","LN RAUN - FT_CAL 345 kV","9/2/2016 9:05:29 PM -05:00","11/7/2016 4:00:40 PM -06:00"]
[22125,"TMP216_22125",null,"INT","LN PHILL - HSNVL1 161 kV  ftlo LN PHILL - LKWINGB 161 kV",null,null,"LN PHILL - HSNVL1 161 kV","LN PHILL - LKWINGB 161 kV","9/11/2016 9:51:03 AM -05:00","11/7/2016 4:00:40 PM -06:00"]
[22126,"TMP217_22126",null,"INT","LN PENSA1 - KETCHUM 161 kV  ftlo LN BLACKBRY - JASPER7 345 kV",null,null,"LN PENSA1 - KETCHUM 161 kV","LN BLACKBRY - JASPER7 345 kV","9/11/2016 10:02:04 AM -05:00","11/7/2016 4:00:40 PM -06:00"]
[22138,"TEMP91_22138",null,"RCF","LN ST_JOE - NASHUA 345 kV  ftlo LN IATAN - NASHUA 345 kV",null,null,"LN ST_JOE - NASHUA 345 kV","LN IATAN - NASHUA 345 kV","9/15/2016 8:30:45 AM -05:00","11/7/2016 4:00:40 PM -06:00"]
[22161,"TMP105_22161",null,"INT","LN 134PENTP - WESTMOR4 138 kV  ftlo LN PLVAL - HOLWD 138 kV",null,null,"LN 134PENTP - WESTMOR4 138 kV","LN PLVAL - HOLWD 138 kV","9/22/2016 8:01:20 AM -05:00","11/7/2016 4:00:40 PM -06:00"]
[22170,"TMP152_22170",null,"INT","LN OSG_SWPS - CANYON_E 115 kV  ftlo LN POTTER_S - NEWHART 230 kV",null,null,"LN OSG_SWPS - CANYON_E 115 kV","LN POTTER_S - NEWHART 230 kV","9/23/2016 3:18:49 PM -05:00","11/7/2016 4:00:40 PM -06:00"]
[22171,"TMP160_22171",null,"INT","LN RB_SPRLK - MOORE_CO 115 kV  ftlo LN HITCH - MOORE_CO 230 kV",null,null,"LN RB_SPRLK - MOORE_CO 115 kV","LN HITCH - MOORE_CO 230 kV","9/23/2016 3:18:49 PM -05:00","11/7/2016 4:00:40 PM -06:00"]
[22172,"TMP168_22172",null,"INT","LN BUCKNER7 - SPERVI1 345 kV  ftlo LN HITCH - MOORE_CO 230 kV",null,null,"LN BUCKNER7 - SPERVI1 345 kV","LN HITCH - MOORE_CO 230 kV","9/23/2016 3:18:49 PM -05:00","11/7/2016 4:00:40 PM -06:00"]
[22174,"TMP185_22174",null,"INT","LN CKSKI1 - KILDR 138 kV  ftlo LN HUNTERS7 - WDRNG1 345 kV",null,null,"LN CKSKI1 - KILDR 138 kV","LN HUNTERS7 - WDRNG1 345 kV","9/23/2016 4:20:49 PM -05:00","11/7/2016 4:00:40 PM -06:00"]
[22175,"TMP226_22175",null,"INT","XF RENFROW7 345/1 kV  ftlo LN HUNTERS7 - WDRNG1 345 kV",null,null,"XF RENFROW7 345/1 kV","LN HUNTERS7 - WDRNG1 345 kV","9/23/2016 4:20:49 PM -05:00","11/7/2016 4:00:40 PM -06:00"]
[22234,"TMP211_22234",null,"INT","LN HOBART_J - CRNGIE_S 138 kV  ftlo LN SWEETWT6 - WHEELER 230 kV",null,null,"LN HOBART_J - CRNGIE_S 138 kV","LN SWEETWT6 - WHEELER 230 kV","10/10/2016 3:07:19 PM -05:00","11/7/2016 4:00:40 PM -06:00"]
[22281,"TEMP93_22281",null,"RCF","LN BEULAH - HALIDYWP 115 kV  ftlo LN ANTELOP - CHAR_CK 345 kV",null,null,"LN BEULAH - HALIDYWP 115 kV","LN ANTELOP - CHAR_CK 345 kV","10/20/2016 8:35:13 PM -05:00","11/7/2016 4:00:40 PM -06:00"]
[22172,"TMP168_22172","SWPP","INT","LN BUCKNER7 - SPERVI1 345 kV  ftlo LN HITCH - MOORE_CO 230 kV",611.90002441406295,611.90002441406295,"LN BUCKNER7 - SPERVI1 345 kV","LN HITCH - MOORE_CO 230 kV","9/23/2016 3:18:49 PM -05:00","11/7/2016 4:00:41 PM -06:00"]
[22190,"TMP259_22190",null,"INT","LN DVISN - LAKSD 138 kV  ftlo LN SKYLN - MEMRL 138 kV",null,null,"LN DVISN - LAKSD 138 kV","LN SKYLN - MEMRL 138 kV","9/28/2016 1:32:16 PM -05:00","11/7/2016 4:00:41 PM -06:00"]
[22272,"TMP250_22272",null,"INT","LN N_PLT1 - C_CREEK 230 kV  ftlo LN G_GENT1 - SWEETW4 345 kV",null,null,"LN N_PLT1 - C_CREEK 230 kV","LN G_GENT1 - SWEETW4 345 kV","10/18/2016 4:10:43 PM -05:00","11/7/2016 4:00:41 PM -06:00"]
[22042,"TMP186_22042","SWPP","RCF","XF WEBSTRCB 161/69 kV  ftlo LN WEBSTER2 - WRIGHT2 161 kV",84,84,"XF WEBSTRCB 161/69 kV","LN WEBSTER2 - WRIGHT2 161 kV","7/29/2016 3:07:24 PM -05:00","11/7/2016 4:00:42 PM -06:00"]
[22104,"TMP212_22104","SWPP","INT","LN FTRANDL - SPENCE1 115 kV  ftlo LN FTRANDL - UTICAJC 230 kV",120,120,"LN FTRANDL - SPENCE1 115 kV","LN FTRANDL - UTICAJC 230 kV","9/2/2016 9:05:29 PM -05:00","11/7/2016 4:00:42 PM -06:00"]
[22105,"TMP200_22105","SWPP","INT","LN FTRANDL - SPENCE1 115 kV  ftlo LN RAUN - FT_CAL 345 kV",120,120,"LN FTRANDL - SPENCE1 115 kV","LN RAUN - FT_CAL 345 kV","9/2/2016 9:05:29 PM -05:00","11/7/2016 4:00:42 PM -06:00"]
[22125,"TMP216_22125","SWPP","INT","LN PHILL - HSNVL1 161 kV  ftlo LN PHILL - LKWINGB 161 kV",283,309,"LN PHILL - HSNVL1 161 kV","LN PHILL - LKWINGB 161 kV","9/11/2016 9:51:03 AM -05:00","11/7/2016 4:00:42 PM -06:00"]
[22126,"TMP217_22126","SWPP","INT","LN PENSA1 - KETCHUM 161 kV  ftlo LN BLACKBRY - JASPER7 345 kV",194,194,"LN PENSA1 - KETCHUM 161 kV","LN BLACKBRY - JASPER7 345 kV","9/11/2016 10:02:04 AM -05:00","11/7/2016 4:00:42 PM -06:00"]
[22174,"TMP185_22174","SWPP","INT","LN CKSKI1 - KILDR 138 kV  ftlo LN HUNTERS7 - WDRNG1 345 kV",194,222,"LN CKSKI1 - KILDR 138 kV","LN HUNTERS7 - WDRNG1 345 kV","9/23/2016 4:20:49 PM -05:00","11/7/2016 4:00:42 PM -06:00"]
[22175,"TMP226_22175","SWPP","INT","XF RENFROW7 345/1 kV  ftlo LN HUNTERS7 - WDRNG1 345 kV",478,478,"XF RENFROW7 345/1 kV","LN HUNTERS7 - WDRNG1 345 kV","9/23/2016 4:20:49 PM -05:00","11/7/2016 4:00:42 PM -06:00"]
[22190,"TMP259_22190","SWPP","INT","LN DVISN - LAKSD 138 kV  ftlo LN SKYLN - MEMRL 138 kV",268,308,"LN DVISN - LAKSD 138 kV","LN SKYLN - MEMRL 138 kV","9/28/2016 1:32:16 PM -05:00","11/7/2016 4:00:42 PM -06:00"]
[22234,"TMP211_22234","SWPP","INT","LN HOBART_J - CRNGIE_S 138 kV  ftlo LN SWEETWT6 - WHEELER 230 kV",136,136,"LN HOBART_J - CRNGIE_S 138 kV","LN SWEETWT6 - WHEELER 230 kV","10/10/2016 3:07:19 PM -05:00","11/7/2016 4:00:42 PM -06:00"]
[22272,"TMP250_22272","SWPP","INT","LN N_PLT1 - C_CREEK 230 kV  ftlo LN G_GENT1 - SWEETW4 345 kV",392,431,"LN N_PLT1 - C_CREEK 230 kV","LN G_GENT1 - SWEETW4 345 kV","10/18/2016 4:10:43 PM -05:00","11/7/2016 4:00:42 PM -06:00"]
[21218,"TEMP23_21218",null,"RCF","LN EAU_CLA - ARPIN 345 kV  ftlo LN ST_LAKE1 - GARDNRPK 345 kV",null,null,"LN EAU_CLA - ARPIN 345 kV","LN ST_LAKE1 - GARDNRPK 345 kV","10/2/2015 3:41:42 PM -05:00","11/7/2016 11:12:48 PM -06:00"]
[22050,"TMP241_22050",null,"RCF","LN NORFORK - SOULAN 161 kV  ftlo LN ST_JOE_E - HILTOP_E 161 kV",null,null,"LN NORFORK - SOULAN 161 kV","LN ST_JOE_E - HILTOP_E 161 kV","8/9/2016 10:47:36 PM -05:00","11/7/2016 11:12:48 PM -06:00"]
[6309,"TEMP34_6309",null,"RCF","LN GRI - MTZ 138 kV  ftlo LN GRI - MAA 138 kV",null,null,"LN GRI - MTZ 138 kV","LN GRI - MAA 138 kV","3/29/2016 4:55:56 PM -05:00","11/7/2016 11:12:48 PM -06:00"]
[1319,"TMP256_1319",null,"RCF","LN COUCH - LEWISV 115 kV  ftlo LN ARK_NU - FTSMTH 500 kV",null,null,"LN COUCH - LEWISV 115 kV","LN ARK_NU - FTSMTH 500 kV","4/7/2016 3:01:48 PM -05:00","11/7/2016 11:12:49 PM -06:00"]
[1341,"TMP265_1341",null,"RCF","LN SH_EHV - EL_EHV 500 kV  ftlo LN HS_EHV - ETTA 500 kV",null,null,"LN SH_EHV - EL_EHV 500 kV","LN HS_EHV - ETTA 500 kV","4/7/2016 3:01:49 PM -05:00","11/7/2016 11:12:49 PM -06:00"]
[1357,"TMP257_1357",null,"RCF","LN COUCH - LEWISV 115 kV  ftlo LN DOLET - SWSHREV 345 kV",null,null,"LN COUCH - LEWISV 115 kV","LN DOLET - SWSHREV 345 kV","4/7/2016 3:01:48 PM -05:00","11/7/2016 11:12:49 PM -06:00"]
[1383,"TMP266_1383",null,"RCF","LN SH_EHV - MAGNET 500 kV  ftlo LN SH_EHV - EL_EHV 500 kV",null,null,"LN SH_EHV - MAGNET 500 kV","LN SH_EHV - EL_EHV 500 kV","4/7/2016 3:01:49 PM -05:00","11/7/2016 11:12:49 PM -06:00"]
[22096,"TMP252_22096",null,"RCF","LN MIDWA2 - MT_HOM 161 kV  ftlo LN ST_JOE_E - HILTOP_E 161 kV",null,null,"LN MIDWA2 - MT_HOM 161 kV","LN ST_JOE_E - HILTOP_E 161 kV","9/2/2016 3:20:29 PM -05:00","11/7/2016 11:12:49 PM -06:00"]
[22111,"TMP254_22111",null,"RCF","LN HILTOP_E - ST_JOE_E 161 kV  ftlo LN SLEDHL - CLEVCOV 161 kV",null,null,"LN HILTOP_E - ST_JOE_E 161 kV","LN SLEDHL - CLEVCOV 161 kV","9/7/2016 4:00:29 PM -05:00","11/7/2016 11:12:49 PM -06:00"]
[6267,"TMP263_6267",null,"RCF","XF PLS_HL 500/161 kV  ftlo XF ARK_NU 500/1 kV",null,null,"XF PLS_HL 500/161 kV","XF ARK_NU 500/1 kV","4/7/2016 3:01:49 PM -05:00","11/7/2016 11:12:49 PM -06:00"]
[6298,"TMP260_6298",null,"RCF","XF NELSON_E 500/230 kV  ftlo LN NELSON_E - HARTBG 500 kV",null,null,"XF NELSON_E 500/230 kV","LN NELSON_E - HARTBG 500 kV","4/7/2016 3:01:48 PM -05:00","11/7/2016 11:12:49 PM -06:00"]
[6303,"TMP262_6303",null,"RCF","XF NELSON_E 500/230 kV  ftlo LN HARTBG - LAYFLD_A 500 kV",null,null,"XF NELSON_E 500/230 kV","LN HARTBG - LAYFLD_A 500 kV","4/7/2016 3:01:49 PM -05:00","11/7/2016 11:12:49 PM -06:00"]
[6514,"TMP258_6514",null,"RCF","LN HS_EHV - MAGNET 500 kV  ftlo LN EL_EHV - SH_EHV 500 kV",null,null,"LN HS_EHV - MAGNET 500 kV","LN EL_EHV - SH_EHV 500 kV","4/7/2016 3:01:48 PM -05:00","11/7/2016 11:12:49 PM -06:00"]
[6516,"TMP267_6516",null,"RCF","LN STL500 - EL_EHV 500 kV  ftlo LN BYULAB - WEB 500 kV",null,null,"LN STL500 - EL_EHV 500 kV","LN BYULAB - WEB 500 kV","4/7/2016 3:01:49 PM -05:00","11/7/2016 11:12:49 PM -06:00"]
[1319,"TMP256_1319","MISO","RCF","LN COUCH - LEWISV 115 kV  ftlo LN ARK_NU - FTSMTH 500 kV",159,159,"LN COUCH - LEWISV 115 kV","LN ARK_NU - FTSMTH 500 kV","4/7/2016 3:01:48 PM -05:00","11/7/2016 11:14:41 PM -06:00"]
[1357,"TMP257_1357","MISO","RCF","LN COUCH - LEWISV 115 kV  ftlo LN DOLET - SWSHREV 345 kV",159,159,"LN COUCH - LEWISV 115 kV","LN DOLET - SWSHREV 345 kV","4/7/2016 3:01:48 PM -05:00","11/7/2016 11:14:41 PM -06:00"]
[21218,"TEMP23_21218","MISO","RCF","LN EAU_CLA - ARPIN 345 kV  ftlo LN ST_LAKE1 - GARDNRPK 345 kV",800,800,"LN EAU_CLA - ARPIN 345 kV","LN ST_LAKE1 - GARDNRPK 345 kV","10/2/2015 3:41:42 PM -05:00","11/7/2016 11:14:41 PM -06:00"]
[22050,"TMP241_22050","MISO","RCF","LN NORFORK - SOULAN 161 kV  ftlo LN EVRTON - HRSN_E 161 kV",162,162,"LN NORFORK - SOULAN 161 kV","LN EVRTON - HRSN_E 161 kV","8/9/2016 10:47:36 PM -05:00","11/7/2016 11:14:41 PM -06:00"]
[22096,"TMP252_22096","MISO","RCF","LN MIDWA2 - MT_HOM 161 kV  ftlo LN EVRTON - HRSN_E 161 kV",162,162,"LN MIDWA2 - MT_HOM 161 kV","LN EVRTON - HRSN_E 161 kV","9/2/2016 3:20:29 PM -05:00","11/7/2016 11:14:41 PM -06:00"]
[22111,"TMP254_22111","MISO","RCF","LN HILTOP_E - ST_JOE_E 161 kV  ftlo LN SLEDHL - CLEVCOV 161 kV",223,223,"LN HILTOP_E - ST_JOE_E 161 kV","LN SLEDHL - CLEVCOV 161 kV","9/7/2016 4:00:29 PM -05:00","11/7/2016 11:14:41 PM -06:00"]
[6298,"TMP260_6298","MISO","RCF","XF NELSON_E 500/230 kV  ftlo LN NELSON_E - HARTBG 500 kV",1195,1195,"XF NELSON_E 500/230 kV","LN NELSON_E - HARTBG 500 kV","4/7/2016 3:01:48 PM -05:00","11/7/2016 11:14:41 PM -06:00"]
[6309,"TEMP34_6309","MISO","RCF","LN GRI - MTZ 138 kV  ftlo LN GRI - MAA 138 kV",206,206,"LN GRI - MTZ 138 kV","LN GRI - MAA 138 kV","3/29/2016 4:55:56 PM -05:00","11/7/2016 11:14:41 PM -06:00"]
[6514,"TMP258_6514","MISO","RCF","LN HS_EHV - MAGNET 500 kV  ftlo LN EL_EHV - SH_EHV 500 kV",1732,1732,"LN HS_EHV - MAGNET 500 kV","LN EL_EHV - SH_EHV 500 kV","4/7/2016 3:01:48 PM -05:00","11/7/2016 11:14:41 PM -06:00"]
[1341,"TMP265_1341","MISO","RCF","LN SH_EHV - EL_EHV 500 kV  ftlo LN HS_EHV - ETTA 500 kV",2546,2546,"LN SH_EHV - EL_EHV 500 kV","LN HS_EHV - ETTA 500 kV","4/7/2016 3:01:49 PM -05:00","11/7/2016 11:14:42 PM -06:00"]
[1383,"TMP266_1383","MISO","RCF","LN SH_EHV - MAGNET 500 kV  ftlo LN SH_EHV - EL_EHV 500 kV",2165,2165,"LN SH_EHV - MAGNET 500 kV","LN SH_EHV - EL_EHV 500 kV","4/7/2016 3:01:49 PM -05:00","11/7/2016 11:14:42 PM -06:00"]
[6267,"TMP263_6267","MISO","RCF","XF PLS_HL 500/161 kV  ftlo XF ARK_NU 500/1 kV",600,600,"XF PLS_HL 500/161 kV","XF ARK_NU 500/1 kV","4/7/2016 3:01:49 PM -05:00","11/7/2016 11:14:42 PM -06:00"]
[6303,"TMP262_6303","MISO","RCF","XF NELSON_E 500/230 kV  ftlo LN HARTBG - LAYFLD_A 500 kV",1195,1195,"XF NELSON_E 500/230 kV","LN HARTBG - LAYFLD_A 500 kV","4/7/2016 3:01:49 PM -05:00","11/7/2016 11:14:42 PM -06:00"]
[6516,"TMP267_6516","MISO","RCF","LN STL500 - EL_EHV 500 kV  ftlo LN BYULAB - WEB 500 kV",1732,1732,"LN STL500 - EL_EHV 500 kV","LN BYULAB - WEB 500 kV","4/7/2016 3:01:49 PM -05:00","11/7/2016 11:14:42 PM -06:00"]
[21677,"TMP210_21677",null,"INT","LN EASTX_SW - HARRISON 138 kV  ftlo LN EASTX_SW - STEXEAS 138 kV",null,null,"LN EASTX_SW - HARRISON 138 kV","LN EASTX_SW - STEXEAS 138 kV","3/1/2016 11:03:55 AM -06:00","11/10/2016 10:44:17 AM -06:00"]
[22318,"TMP191_22318",null,"INT","LN DIANA - LONSTR_S 138 kV  ftlo LN DIANA - WELSH 345 kV",null,null,"LN DIANA - LONSTR_S 138 kV","LN DIANA - WELSH 345 kV","10/31/2016 11:37:51 AM -05:00","11/10/2016 10:44:17 AM -06:00"]
[21677,"TMP210_21677","SWPP","INT","LN EASTX_SW - HARRISON 138 kV  ftlo LN EASTX_SW - STEXEAS 138 kV",9999,9999,"LN EASTX_SW - HARRISON 138 kV","LN EASTX_SW - STEXEAS 138 kV","3/1/2016 11:03:55 AM -06:00","11/10/2016 10:46:12 AM -06:00"]
[22318,"TMP191_22318","SWPP","INT","LN DIANA - LONSTR_S 138 kV  ftlo LN DIANA - WELSH 345 kV",9999,9999,"LN DIANA - LONSTR_S 138 kV","LN DIANA - WELSH 345 kV","10/31/2016 11:37:51 AM -05:00","11/10/2016 10:46:12 AM -06:00"]
[22403,"TMP168_22403",null,"INT","LN LACYGNE - N345 345 kV  ftlo LN LACYGNE - W_GARDNR 345 kV",null,null,"LN LACYGNE - N345 345 kV","LN LACYGNE - W_GARDNR 345 kV","11/30/2016 9:40:56 AM -06:00","11/30/2016 10:18:58 AM -06:00"]
[21332,"TEMP96_21332",null,"RCF","LN OZRK_B - OMAHA 161 kV  ftlo LN BEAVER1 - EURK_SPA 161 kV",null,null,"LN OZRK_B - OMAHA 161 kV","LN BEAVER1 - EURK_SPA 161 kV","11/5/2015 3:45:46 PM -06:00","11/30/2016 11:57:13 PM -06:00"]
[21542,"TMP171_21542",null,"RCF","LN HRSN_E - OMAHA 161 kV  ftlo LN BULL_SHL - SLEDHL 161 kV",null,null,"LN HRSN_E - OMAHA 161 kV","LN BULL_SHL - SLEDHL 161 kV","2/10/2016 8:41:27 PM -06:00","11/30/2016 11:57:13 PM -06:00"]
[22366,"TEMP62_22366",null,"INT","LN VINETAP3 - NHAYS 115 kV  ftlo XF KNOLL1 230/115 kV",null,null,"LN VINETAP3 - NHAYS 115 kV","XF KNOLL1 230/115 kV","11/15/2016 8:58:19 PM -06:00","11/30/2016 11:57:13 PM -06:00"]
[22248,"TMP197_22248",null,"INT","LN VINETAP3 - NHAYS 115 kV  ftlo LN POSTROCK - KNOLL1 230 kV",null,null,"LN VINETAP3 - NHAYS 115 kV","LN POSTROCK - KNOLL1 230 kV","10/14/2016 1:34:43 PM -05:00","11/30/2016 11:57:14 PM -06:00"]
[22370,"TMP257_22370",null,"RCF","LN LACROSS - MAYFAIR 161 kV  ftlo LN ARPIN - EAU_CLA 345 kV",null,null,"LN LACROSS - MAYFAIR 161 kV","LN ARPIN - EAU_CLA 345 kV","11/17/2016 10:08:50 PM -06:00","11/30/2016 11:57:14 PM -06:00"]
[22371,"TMP226_22371",null,"RCF","LN WPT2 - TRIBOJI 69 kV  ftlo LN WISDOMCB - CAYLER 161 kV",null,null,"LN WPT2 - TRIBOJI 69 kV","LN WISDOMCB - CAYLER 161 kV","11/18/2016 5:46:40 PM -06:00","11/30/2016 11:57:14 PM -06:00"]
[22425,"TMP200_22425",null,"INT","XF WOLF 345/1 kV  ftlo LN WAVERLY7 - LACYGNE 345 kV",null,null,"XF WOLF 345/1 kV","LN WAVERLY7 - LACYGNE 345 kV","12/7/2016 11:56:35 PM -06:00","12/9/2016 4:46:12 PM -06:00"]
[22304,"TMP264_22304",null,"INT","LN SUB1221 - SUB1231 161 kV  ftlo LN SUB3456 - SUB3459 345 kV",null,null,"LN SUB1221 - SUB1231 161 kV","LN SUB3456 - SUB3459 345 kV","10/26/2016 3:34:22 PM -05:00","12/9/2016 4:46:13 PM -06:00"]
[22317,"TMP247_22317",null,"INT","LN HALE_CO - PLXSUB 115 kV  ftlo XF OASIS 230/115 kV",null,null,"LN HALE_CO - PLXSUB 115 kV","XF OASIS 230/115 kV","10/31/2016 11:37:51 AM -05:00","12/9/2016 4:46:13 PM -06:00"]
[22407,"TMP258_22407",null,"INT","LN FLOYD_C1 - CROSBY2 115 kV  ftlo LN TUCO - JONESSUB 230 kV",null,null,"LN FLOYD_C1 - CROSBY2 115 kV","LN TUCO - JONESSUB 230 kV","12/1/2016 3:05:16 PM -06:00","12/9/2016 4:46:13 PM -06:00"]
[22416,"TMP252_22416",null,"INT","LN MULB - PITN 69 kV  ftlo LN FRANKLN5 - LITC 161 kV",null,null,"LN MULB - PITN 69 kV","LN FRANKLN5 - LITC 161 kV","12/6/2016 2:14:43 PM -06:00","12/9/2016 4:46:13 PM -06:00"]
[20597,"TEMP48_20597",null,"INT","LN SETAB1 - SCOTCTY 115 kV  ftlo LN SETAB1 - HOLCOM1 345 kV",null,null,"LN SETAB1 - SCOTCTY 115 kV","LN SETAB1 - HOLCOM1 345 kV","10/19/2014 10:43:44 PM -05:00","12/13/2016 5:10:24 PM -06:00"]
[21162,"TEMP65_21162",null,"INT","LN ARCAD7 - OMLARCA 138 kV  ftlo LN ARCAD7 - NOWST1 345 kV",null,null,"LN ARCAD7 - OMLARCA 138 kV","LN ARCAD7 - NOWST1 345 kV","8/20/2015 4:44:51 PM -05:00","12/13/2016 5:10:24 PM -06:00"]
[21275,"TEMP25_21275",null,"INT","LN NORL - INDA 115 kV  ftlo LN HOYT - STRA 345 kV",null,null,"LN NORL - INDA 115 kV","LN HOYT - STRA 345 kV","10/12/2015 4:29:27 PM -05:00","12/13/2016 5:10:24 PM -06:00"]
[22186,"TEMP14_22186",null,"INT","LN SPEARMA1 - PRINGLE 115 kV  ftlo LN FINNEY1 - HOLCOM1 345 kV",null,null,"LN SPEARMA1 - PRINGLE 115 kV","LN FINNEY1 - HOLCOM1 345 kV","9/27/2016 3:17:39 AM -05:00","12/13/2016 5:10:24 PM -06:00"]
[22207,"TEMP28_22207",null,"INT","LN WDWRD1 - CEDAR5 69 kV  ftlo LN TATONGA - MATHWSN7 345 kV",null,null,"LN WDWRD1 - CEDAR5 69 kV","LN TATONGA - MATHWSN7 345 kV","10/3/2016 3:36:28 PM -05:00","12/13/2016 5:10:24 PM -06:00"]
[22208,"TEMP33_22208",null,"INT","XF WDWRD1 138/69 kV  ftlo LN TATONGA - MATHWSN7 345 kV",null,null,"XF WDWRD1 138/69 kV","LN TATONGA - MATHWSN7 345 kV","10/3/2016 3:44:30 PM -05:00","12/13/2016 5:10:24 PM -06:00"]
[21050,"TMP116_21050",null,"INT","LN ARCAD7 - RNDBARN4 138 kV  ftlo LN ARCAD7 - NOWST1 345 kV",null,null,"LN ARCAD7 - RNDBARN4 138 kV","LN ARCAD7 - NOWST1 345 kV","6/17/2015 11:25:21 AM -05:00","12/13/2016 5:46:25 PM -06:00"]
[22085,"TMP126_22085",null,"INT","LN SPRGFLD - CLAY2 161 kV  ftlo LN SWPS5 - JRPS5 161 kV",null,null,"LN SPRGFLD - CLAY2 161 kV","LN SWPS5 - JRPS5 161 kV","8/29/2016 6:19:47 PM -05:00","12/13/2016 5:46:25 PM -06:00"]
[22128,"TEMP88_22128",null,"INT","LN NRTHEAST - CROSTOWN 161 kV  ftlo LN NRTHEAST - GA_WEST 161 kV",null,null,"LN NRTHEAST - CROSTOWN 161 kV","LN NRTHEAST - GA_WEST 161 kV","9/12/2016 12:44:28 PM -05:00","12/13/2016 5:46:25 PM -06:00"]
[22339,"TMP122_22339",null,"RCF","LN BVISTA - WISDOMCB 161 kV  ftlo LN POCHNTCO - POMEROY 161 kV",null,null,"LN BVISTA - WISDOMCB 161 kV","LN POCHNTCO - POMEROY 161 kV","11/4/2016 2:43:05 PM -05:00","12/14/2016 2:10:45 PM -06:00"]
[22344,"TEMP15_22344",null,"RCF","LN SUB3740 - SUB3455 345 kV  ftlo LN NEBRCTY - 103_ROKE 345 kV",null,null,"LN SUB3740 - SUB3455 345 kV","LN NEBRCTY - 103_ROKE 345 kV","11/7/2016 6:36:34 PM -06:00","12/14/2016 2:10:45 PM -06:00"]
[22367,"TEMP60_22367",null,"RCF","LN CBLUFFS - SUB1206 161 kV  ftlo LN CBLUFFS - SUB3456 345 kV",null,null,"LN CBLUFFS - SUB1206 161 kV","LN CBLUFFS - SUB3456 345 kV","11/16/2016 3:05:19 PM -06:00","12/14/2016 2:10:45 PM -06:00"]
[21421,"TEMP95_21421",null,"INT","LN EAST_PLA - PIERCE_T 115 kV  ftlo LN HARRSUB - RANDALL1 230 kV",null,null,"LN EAST_PLA - PIERCE_T 115 kV","LN HARRSUB - RANDALL1 230 kV","1/5/2016 10:06:37 AM -06:00","12/16/2016 3:10:07 PM -06:00"]
[21445,"TMP151_21445",null,"INT","LN JONES_KA - HSL1 138 kV  ftlo LN ARCAD7 - NOWST1 345 kV",null,null,"LN JONES_KA - HSL1 138 kV","LN ARCAD7 - NOWST1 345 kV","1/22/2016 10:54:00 AM -06:00","12/16/2016 3:10:07 PM -06:00"]
[21794,"TMP133_21794",null,"INT","LN HARRSUB - RLNGHILS 230 kV  ftlo LN HARRSUB - POTTER_S 230 kV",null,null,"LN HARRSUB - RLNGHILS 230 kV","LN HARRSUB - POTTER_S 230 kV","4/26/2016 4:42:05 PM -05:00","12/16/2016 3:10:07 PM -06:00"]
[21839,"TMP113_21839",null,"INT","LN HOBART_J - CRNGIE_S 138 kV  ftlo LN ELK-CITY - CLINT_J 138 kV",null,null,"LN HOBART_J - CRNGIE_S 138 kV","LN ELK-CITY - CLINT_J 138 kV","5/24/2016 1:39:12 AM -05:00","12/16/2016 3:10:07 PM -06:00"]
[21888,"TMP158_21888",null,"INT","XF WICH 345/138 kV  ftlo XF WICH 345/138 kV",null,null,"XF WICH 345/138 kV","XF WICH 345/138 kV","6/8/2016 3:32:25 PM -05:00","12/16/2016 3:10:07 PM -06:00"]
[21989,"TMP145_21989",null,"INT","LN HANSFORD - SPEARMA1 115 kV  ftlo XF POTTER_S 345/230 kV",null,null,"LN HANSFORD - SPEARMA1 115 kV","XF POTTER_S 345/230 kV","7/14/2016 9:46:36 AM -05:00","12/16/2016 3:10:07 PM -06:00"]
[22114,"TMP167_22114",null,"INT","LN HUDSON - TSE_NEW 138 kV  ftlo LN WARNTAP4 - 96YALE 138 kV",null,null,"LN HUDSON - TSE_NEW 138 kV","LN WARNTAP4 - 96YALE 138 kV","9/7/2016 2:02:27 PM -05:00","12/16/2016 3:10:07 PM -06:00"]
[22148,"TMP159_22148",null,"INT","LN CMRIVTP - CIM-PL1 115 kV  ftlo XF HOLCOM1 345/1 kV",null,null,"LN CMRIVTP - CIM-PL1 115 kV","XF HOLCOM1 345/1 kV","9/19/2016 10:19:11 AM -05:00","12/16/2016 3:10:07 PM -06:00"]
[22162,"TMP146_22162",null,"INT","LN JOHNSON2 - CANADAY 115 kV  ftlo LN N_PLT1 - C_CREEK 230 kV",null,null,"LN JOHNSON2 - CANADAY 115 kV","LN N_PLT1 - C_CREEK 230 kV","9/22/2016 12:46:39 PM -05:00","12/16/2016 3:10:07 PM -06:00"]
[22215,"TEMP97_22215",null,"INT","LN TAYLOR_S - JOHNDRAW 115 kV  ftlo LN HOBBS - YOAKUM 230 kV",null,null,"LN TAYLOR_S - JOHNDRAW 115 kV","LN HOBBS - YOAKUM 230 kV","10/4/2016 4:15:44 PM -05:00","12/16/2016 3:10:07 PM -06:00"]
[22263,"TMP141_22263",null,"INT","LN ANADARKO - POCASET 138 kV  ftlo LN MINCO - CIMARRON 345 kV",null,null,"LN ANADARKO - POCASET 138 kV","LN MINCO - CIMARRON 345 kV","10/17/2016 10:15:20 AM -05:00","12/16/2016 3:10:07 PM -06:00"]
[22289,"TMP138_22289",null,"INT","LN ORO1101 - OAK432 161 kV  ftlo LN JOP3891 - TIP2921 161 kV",null,null,"LN ORO1101 - OAK432 161 kV","LN JOP3891 - TIP2921 161 kV","10/23/2016 7:29:57 AM -05:00","12/16/2016 3:10:07 PM -06:00"]
[22319,"TMP102_22319",null,"INT","LN PAULINE - HASTING_ 115 kV  ftlo LN SWEETW4 - GRISLD1 345 kV",null,null,"LN PAULINE - HASTING_ 115 kV","LN SWEETW4 - GRISLD1 345 kV","10/31/2016 11:37:51 AM -05:00","12/16/2016 3:10:07 PM -06:00"]
[22332,"TMP123_22332",null,"INT","LN KILDR - NUKRKAT4 138 kV  ftlo LN OPENSKY7 - ROSE 345 kV",null,null,"LN KILDR - NUKRKAT4 138 kV","LN OPENSKY7 - ROSE 345 kV","11/2/2016 12:44:00 PM -05:00","12/16/2016 3:10:07 PM -06:00"]
[22359,"TEMP91_22359",null,"INT","LN VINETAP3 - NHAYS 115 kV  ftlo LN REDWLO1 - MINGO1 345 kV",null,null,"LN VINETAP3 - NHAYS 115 kV","LN REDWLO1 - MINGO1 345 kV","11/13/2016 11:02:55 PM -06:00","12/16/2016 3:10:07 PM -06:00"]
[21704,"TMP213_21704",null,"INT","LN COLBY3 - ATWOOD 115 kV  ftlo LN MINGO1 - SETAB1 345 kV",null,null,"LN COLBY3 - ATWOOD 115 kV","LN MINGO1 - SETAB1 345 kV","3/10/2016 7:21:05 AM -06:00","12/16/2016 3:10:08 PM -06:00"]
[21811,"TMP209_21811",null,"INT","LN CIMARRON - TUTL_CON 138 kV  ftlo LN MINCO - GRACMONT 345 kV",null,null,"LN CIMARRON - TUTL_CON 138 kV","LN MINCO - GRACMONT 345 kV","5/10/2016 1:58:58 AM -05:00","12/16/2016 3:10:08 PM -06:00"]
[21919,"TMP193_21919",null,"INT","LN VERD_TAP - AMC_TAP 138 kV  ftlo LN NE_GAS - OWASSO 138 kV",null,null,"LN VERD_TAP - AMC_TAP 138 kV","LN NE_GAS - OWASSO 138 kV","6/15/2016 2:17:58 PM -05:00","12/16/2016 3:10:08 PM -06:00"]
[21930,"TMP269_21930",null,"INT","LN NASHOBA - BETHL_TP 138 kV  ftlo LN PITTSB9 - VALLIANT 345 kV",null,null,"LN NASHOBA - BETHL_TP 138 kV","LN PITTSB9 - VALLIANT 345 kV","6/21/2016 11:57:01 PM -05:00","12/16/2016 3:10:08 PM -06:00"]
[21937,"TMP207_21937",null,"INT","LN CUDAHY1 - KISMET 115 kV  ftlo XF HOLCOM1 345/1 kV",null,null,"LN CUDAHY1 - KISMET 115 kV","XF HOLCOM1 345/1 kV","6/24/2016 10:32:57 PM -05:00","12/16/2016 3:10:08 PM -06:00"]
[21938,"TMP230_21938",null,"INT","LN SW_STA - NORGE_RD 138 kV  ftlo LN SW_STA - VERDEN4 138 kV",null,null,"LN SW_STA - NORGE_RD 138 kV","LN SW_STA - VERDEN4 138 kV","6/25/2016 3:58:13 PM -05:00","12/16/2016 3:10:08 PM -06:00"]
[21940,"TMP253_21940",null,"INT","LN SEMINOLE - DRAPR1 345 kV  ftlo LN SEMINOLE - DRAPR1 345 kV",null,null,"LN SEMINOLE - DRAPR1 345 kV","LN SEMINOLE - DRAPR1 345 kV","6/27/2016 7:48:51 AM -05:00","12/16/2016 3:10:08 PM -06:00"]
[21946,"TMP225_21946",null,"INT","LN CLBRTSNE - WILISTN 115 kV  ftlo LN FTPECK - DAWSONC 230 kV",null,null,"LN CLBRTSNE - WILISTN 115 kV","LN FTPECK - DAWSONC 230 kV","6/28/2016 7:01:10 PM -05:00","12/16/2016 3:10:08 PM -06:00"]
[22025,"TMP190_22025",null,"INT","LN MAIN1 - GRAND2 69 kV  ftlo XF JRPS5 161/69 kV",null,null,"LN MAIN1 - GRAND2 69 kV","XF JRPS5 161/69 kV","7/25/2016 9:04:14 PM -05:00","12/16/2016 3:10:08 PM -06:00"]
[22026,"TMP218_22026",null,"INT","LN MAIN1 - GRAND2 69 kV  ftlo XF BATFLD5 161/69 kV",null,null,"LN MAIN1 - GRAND2 69 kV","XF BATFLD5 161/69 kV","7/25/2016 9:04:14 PM -05:00","12/16/2016 3:10:08 PM -06:00"]
[21012,"TEMP03_21012",null,"RCF","XF FTSMTH 500/161 kV  ftlo XF FTSMTH 500/345 kV",null,null,"XF FTSMTH 500/161 kV","XF FTSMTH 500/345 kV","6/9/2015 7:11:44 PM -05:00","12/21/2016 8:10:56 PM -06:00"]
[22052,"TEMP07_22052",null,"RCF","LN DKSNNDWP - BELFELD 230 kV  ftlo LN ROUNDUP - CHAR_CK 345 kV",null,null,"LN DKSNNDWP - BELFELD 230 kV","LN ROUNDUP - CHAR_CK 345 kV","8/9/2016 8:09:11 AM -05:00","12/21/2016 8:10:56 PM -06:00"]
[22178,"TEMP04_22178",null,"RCF","LN NEBRCTY - COOPER 345 kV  ftlo LN MOORE - COOPER 345 kV",null,null,"LN NEBRCTY - COOPER 345 kV","LN MOORE - COOPER 345 kV","9/25/2016 1:19:46 PM -05:00","12/21/2016 8:10:56 PM -06:00"]
[22217,"TEMP44_22217",null,"RCF","LN WARDWA - BISMARK2 230 kV  ftlo LN SQBUTTEW - STANTON2 230 kV",null,null,"LN WARDWA - BISMARK2 230 kV","LN SQBUTTEW - STANTON2 230 kV","10/5/2016 8:13:58 AM -05:00","12/21/2016 8:10:56 PM -06:00"]
[22276,"TEMP92_22276",null,"RCF","LN LEWISWP - DAWSONC 115 kV  ftlo LN MAURINE - BISON 230 kV",null,null,"LN LEWISWP - DAWSONC 115 kV","LN MAURINE - BISON 230 kV","10/19/2016 8:19:01 AM -05:00","12/21/2016 8:10:56 PM -06:00"]
[22340,"TMP128_22340",null,"RCF","XF WEBSTRCB 161/69 kV  ftlo LN WEBSTER2 - HOPE_CB 161 kV",null,null,"XF WEBSTRCB 161/69 kV","LN WEBSTER2 - HOPE_CB 161 kV","11/4/2016 1:38:06 PM -05:00","12/21/2016 8:10:56 PM -06:00"]
[22348,"TEMP05_22348",null,"RCF","LN MARYVIL - CRESTONW 161 kV  ftlo LN ST_JOE - COOPER 345 kV",null,null,"LN MARYVIL - CRESTONW 161 kV","LN ST_JOE - COOPER 345 kV","11/9/2016 12:43:08 PM -06:00","12/21/2016 8:10:56 PM -06:00"]
[22095,"TMP251_22095",null,"CFG","LN BULL_SHL - SLEDHL 161 kV  ftlo LN HILTOP_E - ST_JOE_E 161 kV",null,null,"LN BULL_SHL - SLEDHL 161 kV","LN HILTOP_E - ST_JOE_E 161 kV","9/2/2016 3:13:25 PM -05:00","12/21/2016 8:10:57 PM -06:00"]
[22286,"TMP229_22286",null,"RCF","LN SIOUXFL - LAWRENC 115 kV  ftlo LN RAUN - HLNDWIND 345 kV",null,null,"LN SIOUXFL - LAWRENC 115 kV","LN RAUN - HLNDWIND 345 kV","10/22/2016 12:25:34 PM -05:00","12/21/2016 8:10:57 PM -06:00"]
[22428,"TMP241_22428",null,"RCF","LN CLARNDA - MRYVL_SJ 161 kV  ftlo LN COOPER - ST_JOE 345 kV",null,null,"LN CLARNDA - MRYVL_SJ 161 kV","LN COOPER - ST_JOE 345 kV","12/8/2016 3:40:46 PM -06:00","12/21/2016 8:10:57 PM -06:00"]
[21617,"TMP242_21617",null,"RCF","LN STILLWEL - BABCOCK3 345 kV  ftlo LN DUMONT - WILTON00 765 kV",null,null,"LN STILLWEL - BABCOCK3 345 kV","LN DUMONT - WILTON00 765 kV","5/27/2016 7:31:26 PM -05:00","12/22/2016 3:22:12 PM -06:00"]
[3532,"ELLHINWERWER",null,"INT","LN ELLINGTO - HINTZ 138 kV  ftlo LN NAPPLETO - WERNER_W 345 kV",null,null,"LN ELLINGTO - HINTZ 138 kV","LN NAPPLETO - WERNER_W 345 kV",null,"1/6/2017 10:34:34 AM -06:00"]
[21867,"TMP222_21867",null,"RCF","LN RAPIDCY - ELKCKWA 115 kV  ftlo LN NUNDRWD - MAURINE 230 kV",null,null,"LN RAPIDCY - ELKCKWA 115 kV","LN NUNDRWD - MAURINE 230 kV","6/2/2016 10:38:41 AM -05:00","1/10/2017 11:05:00 PM -06:00"]
[22549,"TMP122_22549",null,"RCF",null,null,null,"LN REDWLO1 - MCCOOK1 115 kV",null,"1/24/2017 1:39:01 AM -06:00","1/27/2017 1:19:37 PM -06:00"]
[22550,"TMP123_22550",null,"RCF",null,null,null,"LN OSGOOD - EMETSB2 69 kV",null,"1/24/2017 1:39:02 AM -06:00","1/27/2017 1:19:38 PM -06:00"]
[22201,"TEMP06_22201",null,"INT","LN COLBY3 - ATWOOD 115 kV  ftlo LN COLBY3 - SEGUIN 115 kV",null,null,"LN COLBY3 - ATWOOD 115 kV","LN COLBY3 - SEGUIN 115 kV","10/2/2016 2:09:08 PM -05:00","2/10/2017 2:30:49 PM -06:00"]
[22357,"TEMP23_22357",null,"INT","LN EROGERS - AVOCA 161 kV  ftlo LN FLINTCRK - DECAS5 161 kV",null,null,"LN EROGERS - AVOCA 161 kV","LN FLINTCRK - DECAS5 161 kV","11/13/2016 5:59:40 AM -06:00","2/10/2017 2:30:49 PM -06:00"]
[22467,"TEMP12_22467",null,"INT","LN HASTING_ - PAULINE 115 kV  ftlo LN SWEETW4 - AXTELL1 345 kV",null,null,"LN HASTING_ - PAULINE 115 kV","LN SWEETW4 - AXTELL1 345 kV","12/19/2016 6:52:09 AM -06:00","2/10/2017 2:30:49 PM -06:00"]
[22493,"TEMP05_22493",null,"INT","LN HUGOPP4 - VALLIANT 138 kV  ftlo LN PITTSB9 - VALLIANT 345 kV",null,null,"LN HUGOPP4 - VALLIANT 138 kV","LN PITTSB9 - VALLIANT 345 kV","12/29/2016 4:46:13 PM -06:00","2/10/2017 2:30:49 PM -06:00"]
[20773,"TEMP74_20773",null,"INT","LN MILANTP - CLEARWT4 138 kV  ftlo LN BUF_FLTS - WICH 345 kV",null,null,"LN MILANTP - CLEARWT4 138 kV","LN BUF_FLTS - WICH 345 kV","2/20/2015 3:58:08 PM -06:00","2/10/2017 2:43:25 PM -06:00"]
[21760,"TMP103_21760",null,"INT","LN MAID1 - KERR_HYD 161 kV  ftlo LN GRDA17 - TONNECE 345 kV",null,null,"LN MAID1 - KERR_HYD 161 kV","LN GRDA17 - TONNECE 345 kV","4/12/2016 11:55:49 AM -05:00","2/10/2017 2:43:25 PM -06:00"]
[21953,"TEMP42_21953",null,"INT","LN CENTNIAL - PAOLA 161 kV  ftlo LN W_GARDNR - PLESNTV 161 kV",null,null,"LN CENTNIAL - PAOLA 161 kV","LN W_GARDNR - PLESNTV 161 kV","7/2/2016 3:39:57 PM -05:00","2/10/2017 2:43:25 PM -06:00"]
[21955,"TEMP70_21955",null,"INT","LN BA_NORTH - E_21_TP 138 kV  ftlo XF TULSA_NO 345/138 kV",null,null,"LN BA_NORTH - E_21_TP 138 kV","XF TULSA_NO 345/138 kV","7/4/2016 8:25:25 AM -05:00","2/10/2017 2:43:25 PM -06:00"]
[22275,"TEMP79_22275",null,"INT","LN VALLIANT - IDABEL 138 kV  ftlo LN VALLIANT - HUGOPP4 138 kV",null,null,"LN VALLIANT - IDABEL 138 kV","LN VALLIANT - HUGOPP4 138 kV","10/19/2016 7:47:02 AM -05:00","2/10/2017 2:43:25 PM -06:00"]
[22331,"TMP109_22331",null,"INT","LN KSC10 - FARB 138 kV  ftlo LN OPENSKY7 - ROSE 345 kV",null,null,"LN KSC10 - FARB 138 kV","LN OPENSKY7 - ROSE 345 kV","11/2/2016 12:12:00 PM -05:00","2/10/2017 2:43:25 PM -06:00"]
[22345,"TEMP93_22345",null,"INT","LN OGALALA - BRULE 115 kV  ftlo LN OGALALA - SIDNEY 230 kV",null,null,"LN OGALALA - BRULE 115 kV","LN OGALALA - SIDNEY 230 kV","11/8/2016 7:00:49 AM -06:00","2/10/2017 2:43:25 PM -06:00"]
[22358,"TEMP24_22358",null,"INT","LN B_SPRGS - BRULE 115 kV  ftlo LN SIDNEY - OGALALA 230 kV",null,null,"LN B_SPRGS - BRULE 115 kV","LN SIDNEY - OGALALA 230 kV","11/13/2016 11:03:47 AM -06:00","2/10/2017 2:43:25 PM -06:00"]
[22380,"TMP114_22380",null,"INT",null,null,null,"LN SLCKHILS - WASHIT1 138 kV",null,"11/21/2016 10:54:43 PM -06:00","2/10/2017 2:43:25 PM -06:00"]
[22457,"TEMP25_22457",null,"INT","LN SPRGFLD - CLAY2 161 kV  ftlo LN BROOK_LN - JUNCTN5 161 kV",null,null,"LN SPRGFLD - CLAY2 161 kV","LN BROOK_LN - JUNCTN5 161 kV","12/14/2016 2:01:02 PM -06:00","2/10/2017 2:43:25 PM -06:00"]
[21962,"TMP117_21962",null,"INT","LN EARLSBRH - FIXICO_T 138 kV  ftlo LN MAUD_TAP - FORST1 138 kV",null,null,"LN EARLSBRH - FIXICO_T 138 kV","LN MAUD_TAP - FORST1 138 kV","7/5/2016 9:46:55 AM -05:00","2/10/2017 2:43:26 PM -06:00"]
[21982,"TMP154_21982",null,"INT","LN MOUND_RD - BART_COM 138 kV  ftlo LN DELAWARE - COFFEYGR 138 kV",null,null,"LN MOUND_RD - BART_COM 138 kV","LN DELAWARE - COFFEYGR 138 kV","7/10/2016 2:24:39 PM -05:00","2/10/2017 2:43:26 PM -06:00"]
[22010,"TMP148_22010",null,"INT","LN KNOLL1 - SALINE 115 kV  ftlo LN BEACH - GRAHAM3 115 kV",null,null,"LN KNOLL1 - SALINE 115 kV","LN BEACH - GRAHAM3 115 kV","7/21/2016 9:38:23 PM -05:00","2/10/2017 2:43:26 PM -06:00"]
[22108,"TMP135_22108",null,"INT","LN EROGERS - AVOCA 161 kV  ftlo LN BLACKBRY - JASPER7 345 kV",null,null,"LN EROGERS - AVOCA 161 kV","LN BLACKBRY - JASPER7 345 kV","9/6/2016 12:43:08 PM -05:00","2/10/2017 2:43:26 PM -06:00"]
[22204,"TMP130_22204",null,"INT","LN DIGHTNT - BEELER 115 kV  ftlo LN BUCKNER7 - SPERVI1 345 kV",null,null,"LN DIGHTNT - BEELER 115 kV","LN BUCKNER7 - SPERVI1 345 kV","10/3/2016 9:12:22 AM -05:00","2/10/2017 2:43:26 PM -06:00"]
[22310,"TMP121_22310",null,"INT","LN ANADARKO - SW_STA 138 kV  ftlo LN ANADARKO - GRACMONT 138 kV",null,null,"LN ANADARKO - SW_STA 138 kV","LN ANADARKO - GRACMONT 138 kV","10/27/2016 10:56:44 AM -05:00","2/10/2017 2:43:26 PM -06:00"]
[22321,"TMP136_22321",null,"INT","LN JEFF - AUBU 230 kV  ftlo LN JEFF - MORR 345 kV",null,null,"LN JEFF - AUBU 230 kV","LN JEFF - MORR 345 kV","11/1/2016 5:28:27 AM -05:00","2/10/2017 2:43:26 PM -06:00"]
[22369,"TMP160_22369",null,"INT","XF NSES 161/138 kV  ftlo XF NSES 161/138 kV",null,null,"XF NSES 161/138 kV","XF NSES 161/138 kV","11/16/2016 4:50:19 PM -06:00","2/10/2017 2:43:26 PM -06:00"]
[22378,"TMP134_22378",null,"INT","LN NOELSW5 - NEO_EDE 161 kV  ftlo LN FLINTCRK - BROOK_LN 345 kV",null,null,"LN NOELSW5 - NEO_EDE 161 kV","LN FLINTCRK - BROOK_LN 345 kV","11/21/2016 8:38:37 PM -06:00","2/10/2017 2:43:26 PM -06:00"]
[22390,"TMP115_22390",null,"INT","XF STILWELL 345/1 kV  ftlo XF STILWELL 161/1 kV",null,null,"XF STILWELL 345/1 kV","XF STILWELL 161/1 kV","11/28/2016 7:59:34 AM -06:00","2/10/2017 2:43:26 PM -06:00"]
[22391,"TMP152_22391",null,"INT","LN BRULE - OGALALA 115 kV  ftlo LN SIDNEYM - KEYSTONE 345 kV",null,null,"LN BRULE - OGALALA 115 kV","LN SIDNEYM - KEYSTONE 345 kV","11/28/2016 9:12:37 AM -06:00","2/10/2017 2:43:26 PM -06:00"]
[22394,"TMP142_22394",null,"INT","LN PLXSUB - LAMB 115 kV  ftlo LN PLXSUB - SUNDOWN2 230 kV",null,null,"LN PLXSUB - LAMB 115 kV","LN PLXSUB - SUNDOWN2 230 kV","11/28/2016 9:09:52 PM -06:00","2/10/2017 2:43:26 PM -06:00"]
[21914,"TMP182_21914",null,"INT","LN BA_NORTH - E_21_TP 138 kV  ftlo LN CLRKSVLE - CHAMBERS 345 kV",null,null,"LN BA_NORTH - E_21_TP 138 kV","LN CLRKSVLE - CHAMBERS 345 kV","6/14/2016 7:15:27 AM -05:00","2/10/2017 2:43:27 PM -06:00"]
[22014,"TMP183_22014",null,"INT","XF CRSW 138/69 kV  ftlo XF CRSW 138/69 kV",null,null,"XF CRSW 138/69 kV","XF CRSW 138/69 kV","7/22/2016 2:30:41 PM -05:00","2/10/2017 2:43:27 PM -06:00"]
[22141,"TMP176_22141",null,"INT","LN SMITH-1 - PHLBUR1 115 kV  ftlo XF KNOLL1 230/115 kV",null,null,"LN SMITH-1 - PHLBUR1 115 kV","XF KNOLL1 230/115 kV","9/16/2016 11:01:39 AM -05:00","2/10/2017 2:43:27 PM -06:00"]
[22240,"TMP195_22240",null,"INT","LN TALLGRAS - WEAV 138 kV  ftlo LN MIDI - BENT 138 kV",null,null,"LN TALLGRAS - WEAV 138 kV","LN MIDI - BENT 138 kV","10/11/2016 9:19:55 PM -05:00","2/10/2017 2:43:27 PM -06:00"]
[22241,"TMP194_22241",null,"INT","LN ALTO - BUTL 138 kV  ftlo XF WOLF 345/1 kV",null,null,"LN ALTO - BUTL 138 kV","XF WOLF 345/1 kV","10/11/2016 9:19:55 PM -05:00","2/10/2017 2:43:27 PM -06:00"]
[22242,"TMP180_22242",null,"INT","LN MARM - KUN01 69 kV  ftlo LN ALTO - TIOG 138 kV",null,null,"LN MARM - KUN01 69 kV","LN ALTO - TIOG 138 kV","10/11/2016 9:30:57 PM -05:00","2/10/2017 2:43:27 PM -06:00"]
[22449,"TMP197_22449",null,"INT","LN MARSHAL3 - SMIT 115 kV  ftlo LN COOPER - ST_JOE 345 kV",null,null,"LN MARSHAL3 - SMIT 115 kV","LN COOPER - ST_JOE 345 kV","12/12/2016 11:39:25 PM -06:00","2/10/2017 2:54:54 PM -06:00"]
[21927,"TMP198_21927",null,"INT","XF ONETA 345/138 kV  ftlo XF ONETA 345/138 kV",null,null,"XF ONETA 345/138 kV","XF ONETA 345/138 kV","6/21/2016 3:12:52 PM -05:00","2/10/2017 2:54:57 PM -06:00"]
[22451,"TMP200_22451",null,"INT","LN RLND_PRK - MIDTOWN 161 kV  ftlo LN WINJTN5 - LEEDS 161 kV",null,null,"LN RLND_PRK - MIDTOWN 161 kV","LN WINJTN5 - LEEDS 161 kV","12/13/2016 7:59:38 AM -06:00","2/10/2017 2:54:57 PM -06:00"]
[21929,"TMP202_21929",null,"INT","LN EARLSBRH - FIXICO_T 138 kV  ftlo LN SEMINOLE - PITTSB9 345 kV",null,null,"LN EARLSBRH - FIXICO_T 138 kV","LN SEMINOLE - PITTSB9 345 kV","6/21/2016 10:03:57 PM -05:00","2/10/2017 2:54:58 PM -06:00"]
[21932,"TMP205_21932",null,"INT","LN PRALEE - BLSPS 161 kV  ftlo XF SIBLEY 345/1 kV",null,null,"LN PRALEE - BLSPS 161 kV","XF SIBLEY 345/1 kV","6/22/2016 4:26:13 PM -05:00","2/10/2017 2:54:58 PM -06:00"]
[22278,"TMP221_22278",null,"INT","LN POWELL - LINWOOD2 138 kV  ftlo LN SWSHREV - SSHREVE 138 kV",null,null,"LN POWELL - LINWOOD2 138 kV","LN SWSHREV - SSHREVE 138 kV","10/19/2016 3:15:07 PM -05:00","2/10/2017 2:54:58 PM -06:00"]
[22282,"TMP223_22282",null,"INT","LN COLBY3 - ATWOOD 115 kV  ftlo LN G_GENT1 - SWEETW4 345 kV",null,null,"LN COLBY3 - ATWOOD 115 kV","LN G_GENT1 - SWEETW4 345 kV","10/21/2016 8:03:25 AM -05:00","2/10/2017 2:54:58 PM -06:00"]
[22360,"TMP217_22360",null,"INT","LN PENSA1 - KETCHUM 161 kV  ftlo LN FLINTCRK - DECAS5 161 kV",null,null,"LN PENSA1 - KETCHUM 161 kV","LN FLINTCRK - DECAS5 161 kV","11/14/2016 10:47:37 AM -06:00","2/10/2017 2:54:58 PM -06:00"]
[22420,"TMP210_22420",null,"INT",null,null,null,"LN TATONGA - MATHWSN7 345 kV",null,"12/6/2016 4:22:43 PM -06:00","2/10/2017 2:54:58 PM -06:00"]
[22421,"TMP211_22421",null,"INT",null,null,null,"LN BUF_FLTS - WICH 345 kV",null,"12/6/2016 4:31:46 PM -06:00","2/10/2017 2:54:58 PM -06:00"]
[22346,"TMP262_22346",null,"INT","LN W_GARDNR - CRAIG 345 kV  ftlo LN W_GARDNR - STILWELL 345 kV",null,null,"LN W_GARDNR - CRAIG 345 kV","LN W_GARDNR - STILWELL 345 kV","11/8/2016 8:00:55 AM -06:00","2/10/2017 2:54:59 PM -06:00"]
[22405,"TMP260_22405",null,"INT","XF CRSW 138/69 kV  ftlo LN CRSW - MIDLTNTP 138 kV",null,null,"XF CRSW 138/69 kV","LN CRSW - MIDLTNTP 138 kV","12/1/2016 10:11:12 AM -06:00","2/10/2017 2:54:59 PM -06:00"]
[22408,"TMP265_22408",null,"INT","LN GRNWOOD - SHAWNEE 161 kV  ftlo LN GRNWOOD - METROPOL 161 kV",null,null,"LN GRNWOOD - SHAWNEE 161 kV","LN GRNWOOD - METROPOL 161 kV","12/2/2016 12:58:44 PM -06:00","2/10/2017 2:54:59 PM -06:00"]
[21087,"TMP131_21087",null,"RCF","LN LACYGNE - W_GARDNR 345 kV  ftlo LN LACYGNE - STILWELL 345 kV",null,null,"LN LACYGNE - W_GARDNR 345 kV","LN LACYGNE - STILWELL 345 kV","7/12/2015 10:22:55 PM -05:00","2/14/2017 10:18:45 AM -06:00"]
[21909,"TMP175_21909",null,"RCF","LN BROOKNG - AURORAWA 115 kV  ftlo LN WHITE - SPLT_RT 345 kV",null,null,"LN BROOKNG - AURORAWA 115 kV","LN WHITE - SPLT_RT 345 kV","6/12/2016 10:46:01 AM -05:00","2/14/2017 10:18:45 AM -06:00"]
[21922,"TMP181_21922",null,"RCF","LN TRIBOJI - MILFRDCB 69 kV  ftlo LN CAYLER - WISDOMCB 161 kV",null,null,"LN TRIBOJI - MILFRDCB 69 kV","LN CAYLER - WISDOMCB 161 kV","6/16/2016 2:34:43 PM -05:00","2/14/2017 10:18:45 AM -06:00"]
[22305,"TEMP18_22305",null,"RCF","LN NEBRCTY - SUB3456 345 kV  ftlo LN NEBRCTY - 103_ROKE 345 kV",null,null,"LN NEBRCTY - SUB3456 345 kV","LN NEBRCTY - 103_ROKE 345 kV","10/26/2016 3:23:24 PM -05:00","2/14/2017 10:18:45 AM -06:00"]
[22313,"TMP161_22313",null,"RCF","LN LAWRENC - SIOUXFL 115 kV  ftlo LN SIOUXFL - SPLIT_R 230 kV",null,null,"LN LAWRENC - SIOUXFL 115 kV","LN SIOUXFL - SPLIT_R 230 kV","10/28/2016 2:50:10 AM -05:00","2/14/2017 10:18:45 AM -06:00"]
[22284,"TMP219_22284",null,"RCF","LN LAWRENC - SIOUXFL 115 kV  ftlo LN LAKEFLD - OBRIENCO 345 kV",null,null,"LN LAWRENC - SIOUXFL 115 kV","LN LAKEFLD - OBRIENCO 345 kV","10/21/2016 11:08:22 PM -05:00","2/14/2017 10:18:46 AM -06:00"]
[22287,"TMP268_22287",null,"RCF","LN SIOUXFL - LAWRENC 115 kV  ftlo LN OBRIENCO - LAKEFLD 345 kV",null,null,"LN SIOUXFL - LAWRENC 115 kV","LN OBRIENCO - LAKEFLD 345 kV","10/22/2016 6:57:45 PM -05:00","2/14/2017 10:18:46 AM -06:00"]
[6002,"TMP265_6002",null,"INT",null,null,null,"LN GLEN2 - PEACGRDN 230 kV",null,"2/24/2017 5:46:40 PM -06:00","2/24/2017 8:39:40 PM -06:00"]
[6827,"TMP268_6827",null,"INT","LN NORFORK - CALICO 161 kV  ftlo XF INDEP2 500/161 kV",null,null,"LN NORFORK - CALICO 161 kV","XF INDEP2 500/161 kV","8/25/2014 3:32:05 PM -05:00","2/24/2017 8:39:40 PM -06:00"]
[21793,"TMP189_21793",null,"RCF","LN SAILES - TXPSEX 115 kV  ftlo LN WIN115 - JELDWEN 115 kV",null,null,"LN SAILES - TXPSEX 115 kV","LN WIN115 - JELDWEN 115 kV","4/28/2016 8:48:45 PM -05:00","3/2/2017 10:30:53 AM -06:00"]
[22227,"TEMP57_22227",null,"RCF","LN HOLBOT - JAXV_N 115 kV  ftlo LN WRIGHT_E - MABELV 500 kV",null,null,"LN HOLBOT - JAXV_N 115 kV","LN WRIGHT_E - MABELV 500 kV","10/5/2016 2:03:07 PM -05:00","3/2/2017 10:30:53 AM -06:00"]
[22315,"TMP270_22315",null,"RCF","LN ARK_NU - MORLND 161 kV  ftlo LN MABELV - SH_EHV 500 kV",null,null,"LN ARK_NU - MORLND 161 kV","LN MABELV - SH_EHV 500 kV","10/28/2016 6:49:26 PM -05:00","3/2/2017 10:30:53 AM -06:00"]
[22502,"TMP259_22502",null,"RCF","LN TRK_RIV - STONEMAN 161 kV  ftlo LN WEMPLETN - PADDOCK 345 kV",null,null,"LN TRK_RIV - STONEMAN 161 kV","LN WEMPLETN - PADDOCK 345 kV","1/13/2017 10:37:14 PM -06:00","3/9/2017 1:35:58 PM -06:00"]
[22058,"TMP275_22058",null,"RCF","LN ARCADN - ZION0001 345 kV  ftlo LN PLEASAN1 - ZION0001 345 kV",null,null,"LN ARCADN - ZION0001 345 kV","LN PLEASAN1 - ZION0001 345 kV","8/12/2016 3:07:07 PM -05:00","3/16/2017 2:01:43 PM -05:00"]
[20357,"TMP196_20357",null,"RCF","LN S3 - GRANITF 115 kV  ftlo XF LYON_CO 345/1 kV",null,null,"LN S3 - GRANITF 115 kV","XF LYON_CO 345/1 kV","5/31/2015 11:54:58 PM -05:00","3/16/2017 2:12:46 PM -05:00"]
[22192,"TEMP09_22192",null,"RCF","LN OTTUMWA - WAPELLO 161 kV  ftlo LN OTTUMWA - WAPELLO 161 kV",null,null,"LN OTTUMWA - WAPELLO 161 kV","LN OTTUMWA - WAPELLO 161 kV","9/30/2016 8:36:17 PM -05:00","3/16/2017 2:12:46 PM -05:00"]
[3076,"HDNNEGCOFPAN",null,"RCF","LN HDNW - NEGS 345 kV  ftlo LN PANA - KINCAID 345 kV",null,null,"LN HDNW - NEGS 345 kV","LN PANA - KINCAID 345 kV",null,"3/16/2017 2:12:46 PM -05:00"]
[3344,"PLEZIOZIOZEC",null,"RCF","LN PLEASAN1 - ZION0001 345 kV  ftlo LN ZION_EC - ZION0001 345 kV",null,null,"LN PLEASAN1 - ZION0001 345 kV","LN ZION_EC - ZION0001 345 kV",null,"3/16/2017 2:12:46 PM -05:00"]
[3443,"COFRAMPRAMTV",null,"RCF","LN COFN - RAME 345 kV  ftlo LN PRAIR_ST - MTVRNON0 345 kV",null,null,"LN COFN - RAME 345 kV","LN PRAIR_ST - MTVRNON0 345 kV",null,"3/16/2017 2:12:46 PM -05:00"]
[3810,"WERWERWERWER",null,"RCF","LN WERNER_W - WERNER 138 kV  ftlo LN HDNW - NEGS 345 kV",null,null,"LN WERNER_W - WERNER 138 kV","LN HDNW - NEGS 345 kV",null,"3/16/2017 2:12:46 PM -05:00"]
[6303,"NELXFRHARLAY",null,"RCF","XF NELSON_E 500/230 kV  ftlo LN HARTBG - LAYFLD_A 500 kV",null,null,"XF NELSON_E 500/230 kV","LN HARTBG - LAYFLD_A 500 kV","4/7/2016 3:01:49 PM -05:00","3/16/2017 2:12:46 PM -05:00"]
[6509,"NELXFRNELHAR",null,"RCF","XF NELSON_E 500/230 kV  ftlo LN HARTBG - CYP 500 kV",null,null,"XF NELSON_E 500/230 kV","LN HARTBG - CYP 500 kV","8/13/2015 9:47:59 AM -05:00","3/16/2017 2:12:46 PM -05:00"]
[6542,"TUBDOBBENGRI",null,"RCF","LN TUB - DOB 138 kV  ftlo LN GRI - BNTWTR 138 kV",null,null,"LN TUB - DOB 138 kV","LN GRI - BNTWTR 138 kV",null,"3/16/2017 2:12:46 PM -05:00"]
[6546,"TUBDOBGRIMTZ",null,"RCF","LN TUB - DOB 138 kV  ftlo LN MTZ - LN485 138 kV",null,null,"LN TUB - DOB 138 kV","LN MTZ - LN485 138 kV",null,"3/16/2017 2:12:46 PM -05:00"]
[6309,"GRIMTZGRIMAG",null,"RCF","LN GRI - MTZ 138 kV  ftlo LN MAA - SOT 138 kV",null,null,"LN GRI - MTZ 138 kV","LN MAA - SOT 138 kV","3/29/2016 4:55:56 PM -05:00","3/21/2017 2:27:23 PM -05:00"]
[22079,"TEMP47_22079",null,"RCF","XF FTSMTH 500/161 kV  ftlo XF FTSMTH 500/161 kV",null,null,"XF FTSMTH 500/161 kV","XF FTSMTH 500/161 kV","8/25/2016 12:37:53 PM -05:00","3/22/2017 2:03:46 PM -05:00"]
[22140,"TMP199_22140",null,"RCF","LN CAYLER - WISDOMCB 161 kV  ftlo LN HLNDWIND - RAUN 345 kV",null,null,"LN CAYLER - WISDOMCB 161 kV","LN HLNDWIND - RAUN 345 kV","9/16/2016 3:24:46 PM -05:00","3/30/2017 10:29:06 PM -05:00"]
[20647,"TEMP72_20647",null,"INT","LN WOLFFORT - TERRY_CO 115 kV  ftlo LN WOLFFORT - SUNDOWN2 230 kV",null,null,"LN WOLFFORT - TERRY_CO 115 kV","LN WOLFFORT - SUNDOWN2 230 kV","11/16/2014 1:54:13 PM -06:00","4/14/2017 2:39:22 PM -05:00"]
[22074,"TEMP22_22074",null,"INT","XF CIMARRON 345/138 kV  ftlo LN CIMARRON - DRAPR1 345 kV",null,null,"XF CIMARRON 345/138 kV","LN CIMARRON - DRAPR1 345 kV","8/23/2016 2:12:07 PM -05:00","4/14/2017 2:39:22 PM -05:00"]
[22230,"TEMP69_22230",null,"INT","LN WOLFFORT - TERRY_CO 115 kV  ftlo XF SUNDOWN2 230/115 kV",null,null,"LN WOLFFORT - TERRY_CO 115 kV","XF SUNDOWN2 230/115 kV","10/7/2016 1:51:16 AM -05:00","4/14/2017 2:39:22 PM -05:00"]
[22497,"TEMP64_22497",null,"INT","LN HIGGEAST - DENVER_C 115 kV  ftlo LN HOBBS - YOAKUM 230 kV",null,null,"LN HIGGEAST - DENVER_C 115 kV","LN HOBBS - YOAKUM 230 kV","1/4/2017 11:53:44 AM -06:00","4/14/2017 2:39:22 PM -05:00"]
[22504,"TEMP61_22504",null,"INT","LN WHITTEN - OCHOA 115 kV  ftlo LN CUNNSUB - POTASH_J 230 kV",null,null,"LN WHITTEN - OCHOA 115 kV","LN CUNNSUB - POTASH_J 230 kV","1/6/2017 6:02:51 AM -06:00","4/14/2017 2:39:22 PM -05:00"]
[22505,"TEMP46_22505",null,"INT","LN CARLSBAD - PECOS_IN 115 kV  ftlo LN POTASH_J - PECOS_IN 230 kV",null,null,"LN CARLSBAD - PECOS_IN 115 kV","LN POTASH_J - PECOS_IN 230 kV","1/6/2017 6:44:53 AM -06:00","4/14/2017 2:39:22 PM -05:00"]
[22512,"TEMP51_22512",null,"INT","LN PHILLIP1 - RIVERVIE 69 kV  ftlo LN BLACKHAW - WO_OPER 115 kV",null,null,"LN PHILLIP1 - RIVERVIE 69 kV","LN BLACKHAW - WO_OPER 115 kV","1/6/2017 11:05:06 PM -06:00","4/14/2017 2:39:22 PM -05:00"]
[21875,"TMP153_21875",null,"INT","LN BUSHLAND - HILLSIDE 115 kV  ftlo LN BUSHLAND - POTTER_S 230 kV",null,null,"LN BUSHLAND - HILLSIDE 115 kV","LN BUSHLAND - POTTER_S 230 kV","6/5/2016 11:19:11 PM -05:00","4/14/2017 2:39:23 PM -05:00"]
[22349,"TMP105_22349",null,"INT","LN COLBY3 - ATWOOD 115 kV  ftlo LN AXTELL1 - POSTROCK 345 kV",null,null,"LN COLBY3 - ATWOOD 115 kV","LN AXTELL1 - POSTROCK 345 kV","11/10/2016 9:59:11 AM -06:00","4/14/2017 2:39:23 PM -05:00"]
[22453,"TMP116_22453",null,"INT","XF BUSHLAND 230/115 kV  ftlo LN BUSHLAND - POTTER_S 230 kV",null,null,"XF BUSHLAND 230/115 kV","LN BUSHLAND - POTTER_S 230 kV","12/14/2016 1:22:29 AM -06:00","4/14/2017 2:39:23 PM -05:00"]
[22469,"TMP102_22469",null,"INT","LN BUCKNER7 - SPERVI1 345 kV  ftlo LN AXTELL1 - POSTROCK 345 kV",null,null,"LN BUCKNER7 - SPERVI1 345 kV","LN AXTELL1 - POSTROCK 345 kV","12/20/2016 12:55:28 AM -06:00","4/14/2017 2:39:23 PM -05:00"]
[22545,"TEMP95_22545",null,"INT","XF PRINGLE 230/115 kV  ftlo XF POTTER_S 345/230 kV",null,null,"XF PRINGLE 230/115 kV","XF POTTER_S 345/230 kV","1/21/2017 10:03:03 PM -06:00","4/14/2017 2:39:23 PM -05:00"]
[22675,"TMP154_22675",null,"INT","LN HASTING_ - PAULINE 115 kV  ftlo LN EGY_CNTR - SUTTON 115 kV",null,null,"LN HASTING_ - PAULINE 115 kV","LN EGY_CNTR - SUTTON 115 kV","3/26/2017 7:49:03 AM -05:00","4/14/2017 2:39:23 PM -05:00"]
[22661,"TMP161_22661",null,"INT","LN DELAWARE - COFFEYGR 138 kV  ftlo LN NE_COAL - TULSA_NO 345 kV",null,null,"LN DELAWARE - COFFEYGR 138 kV","LN NE_COAL - TULSA_NO 345 kV","3/20/2017 4:39:12 PM -05:00","4/14/2017 2:39:25 PM -05:00"]
[22544,"TMP167_22544",null,"INT","XF HECGT 69/13.8 kV  ftlo LN RENO - DAVI 115 kV",null,null,"XF HECGT 69/13.8 kV","LN RENO - DAVI 115 kV","1/20/2017 9:31:10 PM -06:00","4/14/2017 2:44:03 PM -05:00"]
[22450,"TMP247_22450",null,"INT","XF CIMARRON 345/138 kV  ftlo LN CIMARRON - DRAPR1 345 kV",null,null,"XF CIMARRON 345/138 kV","LN CIMARRON - DRAPR1 345 kV","12/13/2016 6:45:38 AM -06:00","4/14/2017 2:44:04 PM -05:00"]
[22528,"TMP209_22528",null,"INT","LN NSES - MARM 161 kV  ftlo LN ALTO - TIOG 138 kV",null,null,"LN NSES - MARM 161 kV","LN ALTO - TIOG 138 kV","1/12/2017 7:40:09 AM -06:00","4/14/2017 2:44:04 PM -05:00"]
[22650,"TMP180_22650",null,"INT","LN REDBUD - RIVRSIDE 345 kV  ftlo LN REDBUD - ARCAD7 345 kV",null,null,"LN REDBUD - RIVRSIDE 345 kV","LN REDBUD - ARCAD7 345 kV","3/14/2017 10:03:33 PM -05:00","4/14/2017 2:44:04 PM -05:00"]
[22528,"TMP209_22528",null,"INT","LN NSES - MARM 161 kV  ftlo LN ALTO - TIOG 138 kV",null,null,"LN NSES - MARM 161 kV","LN ALTO - TIOG 138 kV","1/12/2017 7:40:09 AM -06:00","4/14/2017 2:52:28 PM -05:00"]
[22544,"TMP167_22544",null,"INT","XF HECGT 69/13.8 kV  ftlo LN RENO - DAVI 115 kV",null,null,"XF HECGT 69/13.8 kV","LN RENO - DAVI 115 kV","1/20/2017 9:31:10 PM -06:00","4/14/2017 2:52:28 PM -05:00"]
[22650,"TMP180_22650",null,"INT","LN REDBUD - RIVRSIDE 345 kV  ftlo LN REDBUD - ARCAD7 345 kV",null,null,"LN REDBUD - RIVRSIDE 345 kV","LN REDBUD - ARCAD7 345 kV","3/14/2017 10:03:33 PM -05:00","4/14/2017 2:52:28 PM -05:00"]
[22250,"TMP255_22250",null,"INT","XF CRSW 138/69 kV  ftlo LN CRSW - OXFO 138 kV",null,null,"XF CRSW 138/69 kV","LN CRSW - OXFO 138 kV","10/16/2016 6:47:55 AM -05:00","4/14/2017 2:52:29 PM -05:00"]
[22354,"TMP250_22354",null,"INT","LN ARNOLD2 - RANSOM1 115 kV  ftlo LN AXTELL1 - POSTROCK 345 kV",null,null,"LN ARNOLD2 - RANSOM1 115 kV","LN AXTELL1 - POSTROCK 345 kV","11/12/2016 4:02:55 AM -06:00","4/14/2017 2:52:29 PM -05:00"]
[22434,"TMP254_22434",null,"INT","LN PRALEE - BLSPS 161 kV  ftlo LN PHILL - SIBLEY 345 kV",null,null,"LN PRALEE - BLSPS 161 kV","LN PHILL - SIBLEY 345 kV","12/9/2016 8:52:37 AM -06:00","4/14/2017 2:52:29 PM -05:00"]
[22450,"TMP247_22450",null,"INT","XF CIMARRON 345/138 kV  ftlo LN CIMARRON - DRAPR1 345 kV",null,null,"XF CIMARRON 345/138 kV","LN CIMARRON - DRAPR1 345 kV","12/13/2016 6:45:38 AM -06:00","4/14/2017 2:52:29 PM -05:00"]
[22528,"TMP209_22528",null,"INT","LN NSES - MARM 161 kV  ftlo LN ALTO - TIOG 138 kV",null,null,"LN NSES - MARM 161 kV","LN ALTO - TIOG 138 kV","1/12/2017 7:40:09 AM -06:00","4/14/2017 2:52:29 PM -05:00"]
[22565,"TMP274_22565",null,"INT","LN TIP2921 - NEOSPA 161 kV  ftlo LN ORO1101 - FIR417 161 kV",null,null,"LN TIP2921 - NEOSPA 161 kV","LN ORO1101 - FIR417 161 kV","2/1/2017 3:29:24 PM -06:00","4/14/2017 2:52:29 PM -05:00"]
[22586,"TMP258_22586",null,"INT","LN PHLBUR1 - SMITH-1 115 kV  ftlo LN MULGRE2 - ELLSWTP3 115 kV",null,null,"LN PHLBUR1 - SMITH-1 115 kV","LN MULGRE2 - ELLSWTP3 115 kV","2/10/2017 5:18:47 PM -06:00","4/14/2017 2:52:29 PM -05:00"]
[22565,"TMP274_22565",null,"INT","LN TIP2921 - NEOSPA 161 kV  ftlo LN ORO1101 - FIR417 161 kV",null,null,"LN TIP2921 - NEOSPA 161 kV","LN ORO1101 - FIR417 161 kV","2/1/2017 3:29:24 PM -06:00","4/14/2017 2:52:30 PM -05:00"]
[1063,"BLKJASBRKFLT",null,"RCF","LN BLACKBRY - JASPER7 345 kV  ftlo LN FLINTCRK - BROOK_LN 345 kV",null,null,"LN BLACKBRY - JASPER7 345 kV","LN FLINTCRK - BROOK_LN 345 kV","10/6/2016 5:01:08 PM -05:00","4/21/2017 3:43:34 PM -05:00"]
[1634,"BLLVOLWBNVOL",null,"RCF","LN VOLUNT1 - BULLR1 500 kV  ftlo LN VOLUNT1 - WBNP11 500 kV",null,null,"LN VOLUNT1 - BULLR1 500 kV","LN VOLUNT1 - WBNP11 500 kV","6/1/2017 11:14:46 AM -05:00","4/21/2017 3:43:34 PM -05:00"]
[1644,"BLLVOL__PTDF",null,"RCF",null,null,null,"LN BULLR1 - VOLUNT1 500 kV",null,"6/1/2017 11:14:46 AM -05:00","4/21/2017 3:43:34 PM -05:00"]
[2602,"BHAFREINDDEL",null,"RCF","LN BHAM_STE - FREPT7 500 kV  ftlo LN INDEP2 - DELL 500 kV",null,null,"LN BHAM_STE - FREPT7 500 kV","LN INDEP2 - DELL 500 kV","6/1/2017 11:14:46 AM -05:00","4/21/2017 3:43:34 PM -05:00"]
[2627,"BFNW-PMILBNP",null,"RCF","LN BFNP1 - W-PONT 500 kV  ftlo LN MILLER1 - LOWNDE1 500 kV",null,null,"LN BFNP1 - W-PONT 500 kV","LN MILLER1 - LOWNDE1 500 kV","6/1/2017 11:14:46 AM -05:00","4/21/2017 3:43:34 PM -05:00"]
[5003,"BRKCLAVALPIT",null,"CFG","LN BRKN_BOW - BETHL_TP 138 kV  ftlo LN VALLIANT - PITTSB9 345 kV",null,null,"LN BRKN_BOW - BETHL_TP 138 kV","LN VALLIANT - PITTSB9 345 kV","6/1/2017 11:14:46 AM -05:00","4/21/2017 3:43:34 PM -05:00"]
[5043,"BENCHIBOESTE",null,"RCF","LN BENT - CHIS 138 kV  ftlo LN STEA - BOEI 138 kV",null,null,"LN BENT - CHIS 138 kV","LN STEA - BOEI 138 kV","6/1/2017 11:14:46 AM -05:00","4/21/2017 3:43:34 PM -05:00"]
[5364,"BRKXF1BRKXF2",null,"RCF","XF BROOK_LN 345/161 kV  ftlo XF BROOK_LN 345/161 kV",null,null,"XF BROOK_LN 345/161 kV","XF BROOK_LN 345/161 kV","6/1/2017 11:14:47 AM -05:00","4/21/2017 3:43:34 PM -05:00"]
[5525,"BONHACAESTAR",null,"INT","LN BONANZA - HACKETT 161 kV  ftlo LN TARBY1 - AES5 161 kV",null,null,"LN BONANZA - HACKETT 161 kV","LN TARBY1 - AES5 161 kV","6/1/2017 11:14:46 AM -05:00","4/21/2017 3:43:34 PM -05:00"]
[5588,"BRKLOUBRKCRK",null,"INT","LN BROKENB - LOUPCTY 115 kV  ftlo LN BROKENB - C_CREEK 115 kV",null,null,"LN BROKENB - LOUPCTY 115 kV","LN BROKENB - C_CREEK 115 kV","7/1/2016 12:02:22 AM -05:00","4/21/2017 3:43:34 PM -05:00"]
[5605,"BENCHIBENWIC",null,"INT","LN BENT - CHIS 138 kV  ftlo LN BENT - WICH 345 kV",null,null,"LN BENT - CHIS 138 kV","LN BENT - WICH 345 kV","7/1/2016 12:02:23 AM -05:00","4/21/2017 3:43:34 PM -05:00"]
[1328,"BULMIDANOPLE",null,"RCF","LN BULL_SHL - MIDWA2 161 kV  ftlo LN ARK_NU - PLS_HL 500 kV",null,null,"LN BULL_SHL - MIDWA2 161 kV","LN ARK_NU - PLS_HL 500 kV","8/20/2014 5:39:52 PM -05:00","4/21/2017 3:43:35 PM -05:00"]
[1620,"CBLDVSCBLJVL",null,"RCF","LN CUMBER1 - DAVIDS1 500 kV  ftlo LN CUMBER1 - JVILLE1 500 kV",null,null,"LN CUMBER1 - DAVIDS1 500 kV","LN CUMBER1 - JVILLE1 500 kV","6/1/2017 11:14:49 AM -05:00","4/21/2017 3:43:35 PM -05:00"]
[2286,"BURMUNDUMWIL",null,"RCF","LN BURNHAM - MUNSTER 345 kV  ftlo LN WILTON00 - DUMONT 765 kV",null,null,"LN BURNHAM - MUNSTER 345 kV","LN WILTON00 - DUMONT 765 kV","6/1/2017 11:14:48 AM -05:00","4/21/2017 3:43:35 PM -05:00"]
[2614,"BULVOLVOLWBN",null,"RCF","LN BULLR1 - VOLUNT1 500 kV  ftlo LN WBNP11 - VOLUNT1 500 kV",null,null,"LN BULLR1 - VOLUNT1 500 kV","LN WBNP11 - VOLUNT1 500 kV","6/1/2017 11:14:48 AM -05:00","4/21/2017 3:43:35 PM -05:00"]
[5005,"CATXFRCATXFR",null,"RCF","XF CATSAGR5 161/138 kV  ftlo XF CATSAGR5 161/138 kV",null,null,"XF CATSAGR5 161/138 kV","XF CATSAGR5 161/138 kV","6/1/2017 11:14:49 AM -05:00","4/21/2017 3:43:35 PM -05:00"]
[5056,"CARLPDLUBWOL",null,"INT","LN CARLISLE - DOUD 115 kV  ftlo LN LUBBOCKS - WOLFFORT 230 kV",null,null,"LN CARLISLE - DOUD 115 kV","LN LUBBOCKS - WOLFFORT 230 kV","6/1/2017 11:14:49 AM -05:00","4/21/2017 3:43:35 PM -05:00"]
[5324,"CEDCANMIDFRA",null,"CFG","LN CDRLN - CANDN 138 kV  ftlo LN MDWST - FRNKLN1 138 kV",null,null,"LN CDRLN - CANDN 138 kV","LN MDWST - FRNKLN1 138 kV","6/1/2017 11:14:49 AM -05:00","4/21/2017 3:43:35 PM -05:00"]
[5402,"BRKXF2BRKXF1",null,"RCF","XF BROOK_LN 345/161 kV  ftlo XF BROOK_LN 345/161 kV",null,null,"XF BROOK_LN 345/161 kV","XF BROOK_LN 345/161 kV","6/1/2017 11:14:47 AM -05:00","4/21/2017 3:43:35 PM -05:00"]
[5438,"CALNORANOFTS",null,"CFG","LN CALICO - NORFORK 161 kV  ftlo LN ARK_NU - FTSMTH 500 kV",null,null,"LN CALICO - NORFORK 161 kV","LN ARK_NU - FTSMTH 500 kV","6/1/2017 11:14:48 AM -05:00","4/21/2017 3:43:35 PM -05:00"]
[5439,"CALNORHOLIND",null,"CFG","LN CALICO - NORFORK 161 kV  ftlo LN INDEP2 - HOLBOT 500 kV",null,null,"LN CALICO - NORFORK 161 kV","LN INDEP2 - HOLBOT 500 kV","6/1/2017 11:14:48 AM -05:00","4/21/2017 3:43:35 PM -05:00"]
[5440,"CALNORINDDEL",null,"CFG","LN CALICO - NORFORK 161 kV  ftlo LN INDEP2 - DELL 500 kV",null,null,"LN CALICO - NORFORK 161 kV","LN INDEP2 - DELL 500 kV","6/1/2017 11:14:49 AM -05:00","4/21/2017 3:43:35 PM -05:00"]
[5501,"CBLS56ROLMAD",null,"RCF","LN CBLUFFS - SUB3456 345 kV  ftlo LN ROLLHILS - MADNCO 345 kV",null,null,"LN CBLUFFS - SUB3456 345 kV","LN ROLLHILS - MADNCO 345 kV","6/1/2017 11:14:49 AM -05:00","4/21/2017 3:43:35 PM -05:00"]
[5502,"CBLS56FALGRI",null,"RCF","LN CBLUFFS - SUB3456 345 kV  ftlo LN FALLOWAV - GRIMES 345 kV",null,null,"LN CBLUFFS - SUB3456 345 kV","LN FALLOWAV - GRIMES 345 kV","6/1/2017 11:14:49 AM -05:00","4/21/2017 3:43:35 PM -05:00"]
[5564,"BUKSPRFINHIT",null,"RCF","LN BUCKNER7 - SPERVI1 345 kV  ftlo LN FINNEY1 - HITCH 345 kV",null,null,"LN BUCKNER7 - SPERVI1 345 kV","LN FINNEY1 - HITCH 345 kV","6/1/2017 11:14:47 AM -05:00","4/21/2017 3:43:35 PM -05:00"]
[5608,"CARSANRIVEXP",null,"INT","LN 12_CAR_T - SAND_SPG 138 kV  ftlo LN RIVRSIDE - EXGLN4 138 kV",null,null,"LN 12_CAR_T - SAND_SPG 138 kV","LN RIVRSIDE - EXGLN4 138 kV","7/1/2016 12:02:24 AM -05:00","4/21/2017 3:43:35 PM -05:00"]
[5619,"CARXFRALLLUB",null,"INT","XF CARLISLE 230/115 kV  ftlo LN LUBBOCKS - ALLEN2 115 kV",null,null,"XF CARLISLE 230/115 kV","LN LUBBOCKS - ALLEN2 115 kV","6/1/2017 11:14:49 AM -05:00","4/21/2017 3:43:35 PM -05:00"]
[5621,"BURHANEMESHE",null,"RCF","LN BURT - HANCOCK2 161 kV  ftlo LN SHEFFLD1 - EMERY 161 kV",null,null,"LN BURT - HANCOCK2 161 kV","LN SHEFFLD1 - EMERY 161 kV","6/1/2017 11:14:48 AM -05:00","4/21/2017 3:43:35 PM -05:00"]
[6214,"BUNHASCOOSTJ",null,"RCF","LN BUNGE - HASTING 161 kV  ftlo LN COOPER - ST_JOE 345 kV",null,null,"LN BUNGE - HASTING 161 kV","LN COOPER - ST_JOE 345 kV","6/1/2017 11:14:48 AM -05:00","4/21/2017 3:43:35 PM -05:00"]
[6238,"BUNHASSTJCOO",null,"RCF","LN BUNGE - HASTING 161 kV  ftlo XF FAIRPORT 345/161 kV",null,null,"LN BUNGE - HASTING 161 kV","XF FAIRPORT 345/161 kV","6/1/2017 11:14:48 AM -05:00","4/21/2017 3:43:35 PM -05:00"]
[6290,"CENMANCENJAM",null,"CFG","LN MANDAN - RGHRIDER 230 kV  ftlo LN JMSTNOTP - CENTER2 345 kV",null,null,"LN MANDAN - RGHRIDER 230 kV","LN JMSTNOTP - CENTER2 345 kV","6/1/2017 11:14:49 AM -05:00","4/21/2017 3:43:35 PM -05:00"]
[6331,"BUL5MI4CL5CL",null,"RCF","LN BULL_SHL - MIDWA2 161 kV  ftlo XF CLK 161/138 kV",null,null,"LN BULL_SHL - MIDWA2 161 kV","XF CLK 161/138 kV","4/30/2015 11:03:58 PM -05:00","4/21/2017 3:43:35 PM -05:00"]
[6332,"BUL5MI5GR5ST",null,"RCF","LN BULL_SHL - MIDWA2 161 kV  ftlo LN GRN_FRST - ST_FRAN 161 kV",null,null,"LN BULL_SHL - MIDWA2 161 kV","LN GRN_FRST - ST_FRAN 161 kV","4/30/2015 11:03:58 PM -05:00","4/21/2017 3:43:35 PM -05:00"]
[6723,"BULMIDBUFNOR",null,"RCF","LN BULL_SHL - MIDWA2 161 kV  ftlo LN BUFRDTP5 - BULL_SHL 161 kV",null,null,"LN BULL_SHL - MIDWA2 161 kV","LN BUFRDTP5 - BULL_SHL 161 kV","8/20/2014 4:33:54 PM -05:00","4/21/2017 3:43:35 PM -05:00"]
[6813,"BULMIDKEOHOL",null,"RCF","LN BULL_SHL - MIDWA2 161 kV  ftlo LN KEO - HOLBOT 500 kV",null,null,"LN BULL_SHL - MIDWA2 161 kV","LN KEO - HOLBOT 500 kV","8/20/2014 4:33:55 PM -05:00","4/21/2017 3:43:35 PM -05:00"]
[6916,"CARLAYELDMOL",null,"RCF","LN CAROLL - LAYFLD_C 230 kV  ftlo LN EL_EHV - MOLIVE 500 kV",null,null,"LN CAROLL - LAYFLD_C 230 kV","LN EL_EHV - MOLIVE 500 kV","8/1/2016 11:09:03 PM -05:00","4/21/2017 3:43:35 PM -05:00"]
[1319,"COULEWANOFTS",null,"RCF","LN COUCH - LEWISV 115 kV  ftlo LN ARK_NU - FTSMTH 500 kV",null,null,"LN COUCH - LEWISV 115 kV","LN ARK_NU - FTSMTH 500 kV","4/7/2016 3:01:48 PM -05:00","4/21/2017 3:43:36 PM -05:00"]
[1357,"COULEWDOLSWS",null,"RCF","LN COUCH - LEWISV 115 kV  ftlo LN DOLET - SWSHREV 345 kV",null,null,"LN COUCH - LEWISV 115 kV","LN DOLET - SWSHREV 345 kV","4/7/2016 3:01:48 PM -05:00","4/21/2017 3:43:36 PM -05:00"]
[1666,"COOFAISTJCOO",null,"RCF","LN COOPER - FAIRPORT 345 kV  ftlo LN COOPER - ST_JOE 345 kV",null,null,"LN COOPER - FAIRPORT 345 kV","LN COOPER - ST_JOE 345 kV","6/1/2017 11:14:50 AM -05:00","4/21/2017 3:43:36 PM -05:00"]
[2430,"CRESTJMULTI1",null,"RCF","LN CRETE_EC - ST_JOHN 345 kV  ftlo LN DUMONT - WILTON00 765 kV",null,null,"LN CRETE_EC - ST_JOHN 345 kV","LN DUMONT - WILTON00 765 kV","6/1/2017 11:14:51 AM -05:00","4/21/2017 3:43:36 PM -05:00"]
[2431,"CRESTJMULTI2",null,"RCF","LN CRETE_EC - ST_JOHN 345 kV  ftlo LN DUMONT - WILTON00 765 kV",null,null,"LN CRETE_EC - ST_JOHN 345 kV","LN DUMONT - WILTON00 765 kV","6/1/2017 11:14:51 AM -05:00","4/21/2017 3:43:36 PM -05:00"]
[2618,"CHOFREFCYRVB",null,"RCF","LN CHOCTAW - FRENCHCP 500 kV  ftlo LN RVB - FCY 230 kV",null,null,"LN CHOCTAW - FRENCHCP 500 kV","LN RVB - FCY 230 kV","6/1/2017 11:14:50 AM -05:00","4/21/2017 3:43:36 PM -05:00"]
[2619,"CORFRECHO8CL",null,"RCF","LN CORDOV1 - FREPT7 500 kV  ftlo LN 8CLAY - CHOCTAW 500 kV",null,null,"LN CORDOV1 - FREPT7 500 kV","LN 8CLAY - CHOCTAW 500 kV","6/1/2017 11:14:50 AM -05:00","4/21/2017 3:43:36 PM -05:00"]
[2975,"CRESTJDUMWIL",null,"RCF","LN CRETE_EC - ST_JOHN 345 kV  ftlo LN DUMONT - WILTON00 765 kV",null,null,"LN CRETE_EC - ST_JOHN 345 kV","LN DUMONT - WILTON00 765 kV","6/1/2017 11:14:51 AM -05:00","4/21/2017 3:43:36 PM -05:00"]
[3245,"CHESILNELELC",null,"RCF","LN CHERRYV - SILVERL0 345 kV  ftlo LN NELSON01 - ELECTJN 345 kV",null,null,"LN CHERRYV - SILVERL0 345 kV","LN NELSON01 - ELECTJN 345 kV","6/1/2017 11:14:50 AM -05:00","4/21/2017 3:43:36 PM -05:00"]
[3387,"CLAMARCOOSTJ",null,"RCF","LN CLARNDA - MRYVL_SJ 161 kV  ftlo LN COOPER - ST_JOE 345 kV",null,null,"LN CLARNDA - MRYVL_SJ 161 kV","LN COOPER - ST_JOE 345 kV","7/1/2016 12:02:20 AM -05:00","4/21/2017 3:43:36 PM -05:00"]
[5008,"CRAASHVALLYD",null,"RCF","LN CRAIG_J - W_ASHDWN 138 kV  ftlo LN VALLIANT - LYDIA 345 kV",null,null,"LN CRAIG_J - W_ASHDWN 138 kV","LN VALLIANT - LYDIA 345 kV","6/1/2017 11:14:51 AM -05:00","4/21/2017 3:43:36 PM -05:00"]
[505,"CORNELQUAH47",null,"RCF","LN QUADCITY - CORDOMEC 345 kV  ftlo LN QUADCITY - H471ESS 345 kV",null,null,"LN QUADCITY - CORDOMEC 345 kV","LN QUADCITY - H471ESS 345 kV","6/1/2017 11:14:50 AM -05:00","4/21/2017 3:43:36 PM -05:00"]
[514,"CORNELNELH47",null,"RCF","LN CORDOVA1 - NELSON01 345 kV  ftlo LN H471ESS - NELSON01 345 kV",null,null,"LN CORDOVA1 - NELSON01 345 kV","LN H471ESS - NELSON01 345 kV","6/1/2017 11:14:50 AM -05:00","4/21/2017 3:43:36 PM -05:00"]
[5498,"CRALENGRECED",null,"INT","LN CRAIG - LENEXA 161 kV  ftlo LN CEDAR_CR - GRNWOOD 161 kV",null,null,"LN CRAIG - LENEXA 161 kV","LN CEDAR_CR - GRNWOOD 161 kV","6/1/2017 11:14:51 AM -05:00","4/21/2017 3:43:36 PM -05:00"]
[552,"CHERRYSILVER",null,"RCF",null,null,null,"LN CHERRYV - SILVERL0 345 kV",null,"6/1/2017 11:14:50 AM -05:00","4/21/2017 3:43:36 PM -05:00"]
[5566,"COPSTJCPFRSJ",null,"RCF","LN COOPER - ST_JOE 345 kV  ftlo XF FAIRPORT 345/161 kV",null,null,"LN COOPER - ST_JOE 345 kV","XF FAIRPORT 345/161 kV","6/1/2017 11:14:50 AM -05:00","4/21/2017 3:43:36 PM -05:00"]
[5607,"CIRKNGTECXFR",null,"INT","LN CIRV - KIHI 115 kV  ftlo XF TECH 161/115 kV",null,null,"LN CIRV - KIHI 115 kV","XF TECH 161/115 kV","7/1/2016 12:02:24 AM -05:00","4/21/2017 3:43:36 PM -05:00"]
[6009,"COOPER_S",null,"RCF",null,null,null,"LN COOPER - FAIRPORT 345 kV",null,"6/1/2017 11:14:50 AM -05:00","4/21/2017 3:43:36 PM -05:00"]
[6235,"CENTERJMSTNO",null,"RCF",null,null,null,"LN CENTER2 - JMSTNOTP 345 kV",null,"6/1/2017 11:14:50 AM -05:00","4/21/2017 3:43:36 PM -05:00"]
[6322,"CENMANJAMBIS",null,"CFG","LN MANDAN - RGHRIDER 230 kV  ftlo LN BISON_3 - BUFFALO2 345 kV",null,null,"LN MANDAN - RGHRIDER 230 kV","LN BISON_3 - BUFFALO2 345 kV","6/1/2017 11:14:49 AM -05:00","4/21/2017 3:43:36 PM -05:00"]
[6323,"CHEHSVARKFTS",null,"RCF","LN CHETAX - HSVILG 115 kV  ftlo LN ARK_NU - FTSMTH 500 kV",null,null,"LN CHETAX - HSVILG 115 kV","LN ARK_NU - FTSMTH 500 kV","6/1/2017 11:14:50 AM -05:00","4/21/2017 3:43:36 PM -05:00"]
[6614,"CHEHOTRUSDAR",null,"RCF","LN CHETAX - HSVILG 115 kV  ftlo LN RUSL_S - DARD_D 161 kV",null,null,"LN CHETAX - HSVILG 115 kV","LN RUSL_S - DARD_D 161 kV","7/1/2016 12:02:20 AM -05:00","4/21/2017 3:43:36 PM -05:00"]
[6781,"COULEWSARLON",null,"RCF","LN COUCH - LEWISV 115 kV  ftlo LN SAREPT - LONGWOO 345 kV",null,null,"LN COUCH - LEWISV 115 kV","LN SAREPT - LONGWOO 345 kV","6/1/2017 11:14:51 AM -05:00","4/21/2017 3:43:36 PM -05:00"]
[1308,"DANDODHARMOL",null,"RCF","LN DANVL3 - DODSON 115 kV  ftlo LN MOLIVE - LAYFLD_A 500 kV",null,null,"LN DANVL3 - DODSON 115 kV","LN MOLIVE - LAYFLD_A 500 kV","6/1/2017 11:14:52 AM -05:00","4/21/2017 3:43:37 PM -05:00"]
[1317,"DARDARARKFTS",null,"RCF","LN DARD_D - DARDNL 161 kV  ftlo LN ARK_NU - FTSMTH 500 kV",null,null,"LN DARD_D - DARDNL 161 kV","LN ARK_NU - FTSMTH 500 kV","2/23/2015 1:59:50 PM -06:00","4/21/2017 3:43:37 PM -05:00"]
[1397,"DELSANWMPBHA",null,"RCF","LN DELL - SANSSU 500 kV  ftlo LN BHAM_STE - FREPT7 500 kV",null,null,"LN DELL - SANSSU 500 kV","LN BHAM_STE - FREPT7 500 kV","6/1/2017 11:14:52 AM -05:00","4/21/2017 3:43:37 PM -05:00"]
[1621,"CUMJVICUMDAV",null,"RCF","LN CUMBER1 - JVILLE1 500 kV  ftlo LN CUMBER1 - DAVIDS1 500 kV",null,null,"LN CUMBER1 - JVILLE1 500 kV","LN CUMBER1 - DAVIDS1 500 kV","6/1/2017 11:14:52 AM -05:00","4/21/2017 3:43:37 PM -05:00"]
[2299,"DUMSTLDUMWIL",null,"RCF","LN DUMONT - STILLWEL 345 kV  ftlo LN DUMONT - WILTON00 765 kV",null,null,"LN DUMONT - STILLWEL 345 kV","LN DUMONT - WILTON00 765 kV","6/1/2017 11:14:53 AM -05:00","4/21/2017 3:43:37 PM -05:00"]
[2428,"CRESTJMUNBUR",null,"RCF","LN CRETE_EC - ST_JOHN 345 kV  ftlo LN BURNHAM - MUNSTER 345 kV",null,null,"LN CRETE_EC - ST_JOHN 345 kV","LN BURNHAM - MUNSTER 345 kV","6/1/2017 11:14:51 AM -05:00","4/21/2017 3:43:37 PM -05:00"]
[2429,"CRESTJSHEBUR",null,"RCF","LN CRETE_EC - ST_JOHN 345 kV  ftlo LN BURNHAM - SHEFFLD2 345 kV",null,null,"LN CRETE_EC - ST_JOHN 345 kV","LN BURNHAM - SHEFFLD2 345 kV","6/1/2017 11:14:51 AM -05:00","4/21/2017 3:43:37 PM -05:00"]
[2432,"CRESTJMULTI3",null,"RCF","LN CRETE_EC - ST_JOHN 345 kV  ftlo LN COLLINS1 - WILTON00 765 kV",null,null,"LN CRETE_EC - ST_JOHN 345 kV","LN COLLINS1 - WILTON00 765 kV","6/1/2017 11:14:51 AM -05:00","4/21/2017 3:43:37 PM -05:00"]
[2436,"CRESTJMULTI4",null,"RCF","LN CRETE_EC - ST_JOHN 345 kV  ftlo LN WOLFLAKE - STATELIN 138 kV",null,null,"LN CRETE_EC - ST_JOHN 345 kV","LN WOLFLAKE - STATELIN 138 kV","6/1/2017 11:14:51 AM -05:00","4/21/2017 3:43:37 PM -05:00"]
[2438,"CRESTJMULTI5",null,"RCF","LN CRETE_EC - ST_JOHN 345 kV  ftlo LN DUMONT - WILTON00 765 kV",null,null,"LN CRETE_EC - ST_JOHN 345 kV","LN DUMONT - WILTON00 765 kV","6/1/2017 11:14:51 AM -05:00","4/21/2017 3:43:37 PM -05:00"]
[5090,"DOLXFRELDXFR",null,"RCF","XF DOLET 345/230 kV  ftlo LN EL_EHV - SAREPT 345 kV",null,null,"XF DOLET 345/230 kV","LN EL_EHV - SAREPT 345 kV","6/1/2017 11:14:52 AM -05:00","4/21/2017 3:43:37 PM -05:00"]
[5424,"DOLXFRLONSAR",null,"RCF","XF DOLET 345/230 kV  ftlo LN LONGWOO - SAREPT 345 kV",null,null,"XF DOLET 345/230 kV","LN LONGWOO - SAREPT 345 kV","6/1/2017 11:14:53 AM -05:00","4/21/2017 3:43:37 PM -05:00"]
[5479,"DEAXFRDEAXFR",null,"INT","XF DEAFSMIT 230/115 kV  ftlo XF DEAFSMIT 230/115 kV",null,null,"XF DEAFSMIT 230/115 kV","XF DEAFSMIT 230/115 kV","6/1/2017 11:14:52 AM -05:00","4/21/2017 3:43:37 PM -05:00"]
[5494,"CUDKISSPEFTD",null,"INT","LN CUDAHY1 - KISMET 115 kV  ftlo LN NFTDODG3 - SPERVI1 115 kV",null,null,"LN CUDAHY1 - KISMET 115 kV","LN NFTDODG3 - SPERVI1 115 kV","6/1/2017 11:14:52 AM -05:00","4/21/2017 3:43:37 PM -05:00"]
[5496,"EASXFREASSTJ",null,"RCF","XF EASTTOWN 345/161 kV  ftlo LN EASTTOWN - ST_JOE 345 kV",null,null,"XF EASTTOWN 345/161 kV","LN EASTTOWN - ST_JOE 345 kV","6/1/2017 11:14:53 AM -05:00","4/21/2017 3:43:37 PM -05:00"]
[5533,"EASESIEASSTJ",null,"INT","LN EASTTOWN - EAST2 161 kV  ftlo LN EASTTOWN - ST_JOE 345 kV",null,null,"LN EASTTOWN - EAST2 161 kV","LN EASTTOWN - ST_JOE 345 kV","6/1/2017 11:14:53 AM -05:00","4/21/2017 3:43:37 PM -05:00"]
[5543,"DEAXFRDEXFR2",null,"INT","XF DEAFSMIT 230/115 kV  ftlo XF DEAFSMIT 230/115 kV",null,null,"XF DEAFSMIT 230/115 kV","XF DEAFSMIT 230/115 kV","6/1/2017 11:14:52 AM -05:00","4/21/2017 3:43:37 PM -05:00"]
[5561,"DOBGANHOLXFR",null,"INT","LN DOBSON - GANO 115 kV  ftlo XF HOLCOM1 345/1 kV",null,null,"LN DOBSON - GANO 115 kV","XF HOLCOM1 345/1 kV","6/1/2017 11:14:52 AM -05:00","4/21/2017 3:43:37 PM -05:00"]
[5574,"DAWLEWDAWMED",null,"RCF","LN DAWSONC - LEWISWP 115 kV  ftlo LN DAWSONC - MEDORAWP 230 kV",null,null,"LN DAWSONC - LEWISWP 115 kV","LN DAWSONC - MEDORAWP 230 kV","6/1/2017 11:14:52 AM -05:00","4/21/2017 3:43:37 PM -05:00"]
[5580,"DENSANMUSSEM",null,"INT","LN DENVER_C - SAN_AND1 115 kV  ftlo LN MSTNG - SEMIN 230 kV",null,null,"LN DENVER_C - SAN_AND1 115 kV","LN MSTNG - SEMIN 230 kV","7/1/2016 12:02:21 AM -05:00","4/21/2017 3:43:37 PM -05:00"]
[5592,"DFSHRFROOTOL",null,"INT","LN FRIONA_R - HEREFORD 115 kV  ftlo LN ROOSEVE2 - TOLKSUB 230 kV",null,null,"LN FRIONA_R - HEREFORD 115 kV","LN ROOSEVE2 - TOLKSUB 230 kV","7/1/2016 12:02:22 AM -05:00","4/21/2017 3:43:37 PM -05:00"]
[5599,"DARCLAANOFTS",null,"INT","LN DARD_D - CLARKS4 161 kV  ftlo LN ARK_NU - FTSMTH 500 kV",null,null,"LN DARD_D - CLARKS4 161 kV","LN ARK_NU - FTSMTH 500 kV","7/1/2016 12:02:23 AM -05:00","4/21/2017 3:43:37 PM -05:00"]
[1041,"ESXLUTLUTKEL",null,"RCF","LN LUTS - ESEX 345 kV  ftlo LN LUTS - KEL 345 kV",null,null,"LN LUTS - ESEX 345 kV","LN LUTS - KEL 345 kV","10/6/2016 4:39:13 PM -05:00","4/21/2017 3:43:38 PM -05:00"]
[1042,"ESXLUTMSHCMB",null,"RCF","LN ESEX - LUTS 345 kV  ftlo LN CUMBER1 - MARSHA1 500 kV",null,null,"LN ESEX - LUTS 345 kV","LN CUMBER1 - MARSHA1 500 kV","10/6/2016 4:50:06 PM -05:00","4/21/2017 3:43:38 PM -05:00"]
[1043,"ESXIDAESXNMA",null,"RCF","LN ESEX - IDALIA 161 kV  ftlo LN ESEX - W_NEWMAD 345 kV",null,null,"LN ESEX - IDALIA 161 kV","LN ESEX - W_NEWMAD 345 kV","8/28/2014 11:45:06 AM -05:00","4/21/2017 3:43:38 PM -05:00"]
[1064,"ESSNEWSTFGOB",null,"RCF","LN ESEX - W_NEWMAD 345 kV  ftlo LN GOBKNOB - ST_FRAN 345 kV",null,null,"LN ESEX - W_NEWMAD 345 kV","LN GOBKNOB - ST_FRAN 345 kV","10/6/2016 4:57:07 PM -05:00","4/21/2017 3:43:38 PM -05:00"]
[1322,"ELDXFRVALLYD",null,"CFG","XF EL_EHV 500/1 kV  ftlo LN VALLIANT - LYDIA 345 kV",null,null,"XF EL_EHV 500/1 kV","LN VALLIANT - LYDIA 345 kV","6/1/2017 11:14:53 AM -05:00","4/21/2017 3:43:38 PM -05:00"]
[1361,"ELDMTOL_PTDF",null,"RCF",null,null,null,"LN EL_EHV - MOLIVE 500 kV",null,"6/1/2017 11:14:53 AM -05:00","4/21/2017 3:43:38 PM -05:00"]
[1648,"ESSIDAMADXFR",null,"CFG","LN ESEX - IDALIA 161 kV  ftlo XF NEW_MAD 345/161 kV",null,null,"LN ESEX - IDALIA 161 kV","XF NEW_MAD 345/161 kV",null,"4/21/2017 3:43:38 PM -05:00"]
[1682,"ESEESEESELUT",null,"RCF","XF ESEX 345/161 kV  ftlo LN ESEX - LUTS 345 kV",null,null,"XF ESEX 345/161 kV","LN ESEX - LUTS 345 kV",null,"4/21/2017 3:43:38 PM -05:00"]
[5014,"ELKXFRTUCOKU",null,"CFG","XF ELK-CITY 230/138 kV  ftlo LN TUCO - OKLAUNIO 345 kV",null,null,"XF ELK-CITY 230/138 kV","LN TUCO - OKLAUNIO 345 kV","6/1/2017 11:14:53 AM -05:00","4/21/2017 3:43:38 PM -05:00"]
[522,"EFRCREDUMWIL",null,"RCF","LN EFRNKFRT - CRETE_EC 345 kV  ftlo LN DUMONT - WILTON00 765 kV",null,null,"LN EFRNKFRT - CRETE_EC 345 kV","LN DUMONT - WILTON00 765 kV","6/1/2017 11:14:53 AM -05:00","4/21/2017 3:43:38 PM -05:00"]
[5340,"EROAVOFLIMON",null,"RCF","LN EROGERS - AVOCA 161 kV  ftlo LN FLINTCRK - BROOK_LN 345 kV",null,null,"LN EROGERS - AVOCA 161 kV","LN FLINTCRK - BROOK_LN 345 kV","6/1/2017 11:14:53 AM -05:00","4/21/2017 3:43:38 PM -05:00"]
[5422,"ELKXFRSWEWHE",null,"INT","XF ELK-CITY 230/138 kV  ftlo LN SWEETWT6 - WHEELER 230 kV",null,null,"XF ELK-CITY 230/138 kV","LN SWEETWT6 - WHEELER 230 kV","6/1/2017 11:14:53 AM -05:00","4/21/2017 3:43:38 PM -05:00"]
[5540,"EROAVOWASNEO",null,"RCF","LN EROGERS - AVOCA 161 kV  ftlo LN NEOSPA - 5WASHBR 161 kV",null,null,"LN EROGERS - AVOCA 161 kV","LN NEOSPA - 5WASHBR 161 kV","6/1/2017 11:14:53 AM -05:00","4/21/2017 3:43:38 PM -05:00"]
[6708,"ELDXFRMCNXFR",null,"RCF","XF EL_EHV 500/1 kV  ftlo XF MCNEIL 500/115 kV",null,null,"XF EL_EHV 500/1 kV","XF MCNEIL 500/115 kV","8/13/2015 9:47:59 AM -05:00","4/21/2017 3:43:38 PM -05:00"]
[5043,"BENCHIBOESTE",null,"RCF","LN BENT - CHIS 138 kV  ftlo LN STEA - BOEI 138 kV",null,null,"LN BENT - CHIS 138 kV","LN STEA - BOEI 138 kV","6/1/2017 11:14:46 AM -05:00","4/21/2017 5:53:50 PM -05:00"]
[5605,"BENCHIBENWIC",null,"INT","LN BENT - CHIS 138 kV  ftlo LN BENT - WICH 345 kV",null,null,"LN BENT - CHIS 138 kV","LN BENT - WICH 345 kV","7/1/2016 12:02:23 AM -05:00","4/21/2017 5:53:50 PM -05:00"]
[1063,"BLKJASBRKFLT",null,"RCF","LN BLACKBRY - JASPER7 345 kV  ftlo LN FLINTCRK - BROOK_LN 345 kV",null,null,"LN BLACKBRY - JASPER7 345 kV","LN FLINTCRK - BROOK_LN 345 kV","10/6/2016 5:01:08 PM -05:00","4/21/2017 5:53:51 PM -05:00"]
[1644,"BLLVOL__PTDF",null,"RCF",null,null,null,"LN BULLR1 - VOLUNT1 500 kV",null,"6/1/2017 11:14:46 AM -05:00","4/21/2017 5:53:51 PM -05:00"]
[2602,"BHAFREINDDEL",null,"RCF","LN BHAM_STE - FREPT7 500 kV  ftlo LN INDEP2 - DELL 500 kV",null,null,"LN BHAM_STE - FREPT7 500 kV","LN INDEP2 - DELL 500 kV","6/1/2017 11:14:46 AM -05:00","4/21/2017 5:53:51 PM -05:00"]
[2627,"BFNW-PMILBNP",null,"RCF","LN BFNP1 - W-PONT 500 kV  ftlo LN MILLER1 - LOWNDE1 500 kV",null,null,"LN BFNP1 - W-PONT 500 kV","LN MILLER1 - LOWNDE1 500 kV","6/1/2017 11:14:46 AM -05:00","4/21/2017 5:53:51 PM -05:00"]
[1634,"BLLVOLWBNVOL",null,"RCF","LN VOLUNT1 - BULLR1 500 kV  ftlo LN VOLUNT1 - WBNP11 500 kV",null,null,"LN VOLUNT1 - BULLR1 500 kV","LN VOLUNT1 - WBNP11 500 kV","6/1/2017 11:14:46 AM -05:00","4/21/2017 5:53:52 PM -05:00"]
[5525,"BONHACAESTAR",null,"INT","LN BONANZA - HACKETT 161 kV  ftlo LN TARBY1 - AES5 161 kV",null,null,"LN BONANZA - HACKETT 161 kV","LN TARBY1 - AES5 161 kV","6/1/2017 11:14:46 AM -05:00","4/21/2017 5:53:52 PM -05:00"]
[5003,"BRKCLAVALPIT",null,"CFG","LN BRKN_BOW - BETHL_TP 138 kV  ftlo LN VALLIANT - PITTSB9 345 kV",null,null,"LN BRKN_BOW - BETHL_TP 138 kV","LN VALLIANT - PITTSB9 345 kV","6/1/2017 11:14:46 AM -05:00","4/21/2017 5:53:53 PM -05:00"]
[5588,"BRKLOUBRKCRK",null,"INT","LN BROKENB - LOUPCTY 115 kV  ftlo LN BROKENB - C_CREEK 115 kV",null,null,"LN BROKENB - LOUPCTY 115 kV","LN BROKENB - C_CREEK 115 kV","7/1/2016 12:02:22 AM -05:00","4/21/2017 5:53:53 PM -05:00"]
[5364,"BRKXF1BRKXF2",null,"RCF","XF BROOK_LN 345/161 kV  ftlo XF BROOK_LN 345/161 kV",null,null,"XF BROOK_LN 345/161 kV","XF BROOK_LN 345/161 kV","6/1/2017 11:14:47 AM -05:00","4/21/2017 5:53:54 PM -05:00"]
[5402,"BRKXF2BRKXF1",null,"RCF","XF BROOK_LN 345/161 kV  ftlo XF BROOK_LN 345/161 kV",null,null,"XF BROOK_LN 345/161 kV","XF BROOK_LN 345/161 kV","6/1/2017 11:14:47 AM -05:00","4/21/2017 5:53:54 PM -05:00"]
[5564,"BUKSPRFINHIT",null,"RCF","LN BUCKNER7 - SPERVI1 345 kV  ftlo LN FINNEY1 - HITCH 345 kV",null,null,"LN BUCKNER7 - SPERVI1 345 kV","LN FINNEY1 - HITCH 345 kV","6/1/2017 11:14:47 AM -05:00","4/21/2017 5:53:55 PM -05:00"]
[6331,"BUL5MI4CL5CL",null,"RCF","LN BULL_SHL - MIDWA2 161 kV  ftlo XF CLK 161/138 kV",null,null,"LN BULL_SHL - MIDWA2 161 kV","XF CLK 161/138 kV","4/30/2015 11:03:58 PM -05:00","4/21/2017 5:53:56 PM -05:00"]
[6332,"BUL5MI5GR5ST",null,"RCF","LN BULL_SHL - MIDWA2 161 kV  ftlo LN GRN_FRST - ST_FRAN 161 kV",null,null,"LN BULL_SHL - MIDWA2 161 kV","LN GRN_FRST - ST_FRAN 161 kV","4/30/2015 11:03:58 PM -05:00","4/21/2017 5:53:56 PM -05:00"]
[1328,"BULMIDANOPLE",null,"RCF","LN BULL_SHL - MIDWA2 161 kV  ftlo LN ARK_NU - PLS_HL 500 kV",null,null,"LN BULL_SHL - MIDWA2 161 kV","LN ARK_NU - PLS_HL 500 kV","8/20/2014 5:39:52 PM -05:00","4/21/2017 5:53:57 PM -05:00"]
[6723,"BULMIDBUFNOR",null,"RCF","LN BULL_SHL - MIDWA2 161 kV  ftlo LN BUFRDTP5 - NORFORK 161 kV",null,null,"LN BULL_SHL - MIDWA2 161 kV","LN BUFRDTP5 - NORFORK 161 kV","8/20/2014 4:33:54 PM -05:00","4/21/2017 5:53:57 PM -05:00"]
[2614,"BULVOLVOLWBN",null,"RCF","LN BULLR1 - VOLUNT1 500 kV  ftlo LN WBNP11 - VOLUNT1 500 kV",null,null,"LN BULLR1 - VOLUNT1 500 kV","LN WBNP11 - VOLUNT1 500 kV","6/1/2017 11:14:48 AM -05:00","4/21/2017 5:53:58 PM -05:00"]
[6214,"BUNHASCOOSTJ",null,"RCF","LN BUNGE - HASTING 161 kV  ftlo LN COOPER - ST_JOE 345 kV",null,null,"LN BUNGE - HASTING 161 kV","LN COOPER - ST_JOE 345 kV","6/1/2017 11:14:48 AM -05:00","4/21/2017 5:53:58 PM -05:00"]
[6813,"BULMIDKEOHOL",null,"RCF","LN BULL_SHL - MIDWA2 161 kV  ftlo LN KEO - HOLBOT 500 kV",null,null,"LN BULL_SHL - MIDWA2 161 kV","LN KEO - HOLBOT 500 kV","8/20/2014 4:33:55 PM -05:00","4/21/2017 5:53:58 PM -05:00"]
[2286,"BURMUNDUMWIL",null,"RCF","LN BURNHAM - MUNSTER 345 kV  ftlo LN WILTON00 - DUMONT 765 kV",null,null,"LN BURNHAM - MUNSTER 345 kV","LN WILTON00 - DUMONT 765 kV","6/1/2017 11:14:48 AM -05:00","4/21/2017 5:53:59 PM -05:00"]
[5438,"CALNORANOFTS",null,"CFG","LN CALICO - NORFORK 161 kV  ftlo LN ARK_NU - FTSMTH 500 kV",null,null,"LN CALICO - NORFORK 161 kV","LN ARK_NU - FTSMTH 500 kV","6/1/2017 11:14:48 AM -05:00","4/21/2017 5:53:59 PM -05:00"]
[5621,"BURHANEMESHE",null,"RCF","LN BURT - HANCOCK2 161 kV  ftlo LN SHEFFLD1 - EMERY 161 kV",null,null,"LN BURT - HANCOCK2 161 kV","LN SHEFFLD1 - EMERY 161 kV","6/1/2017 11:14:48 AM -05:00","4/21/2017 5:53:59 PM -05:00"]
[6238,"BUNHASSTJCOO",null,"RCF","LN BUNGE - HASTING 161 kV  ftlo XF FAIRPORT 345/161 kV",null,null,"LN BUNGE - HASTING 161 kV","XF FAIRPORT 345/161 kV","6/1/2017 11:14:48 AM -05:00","4/21/2017 5:53:59 PM -05:00"]
[5439,"CALNORHOLIND",null,"CFG","LN CALICO - NORFORK 161 kV  ftlo LN INDEP2 - HOLBOT 500 kV",null,null,"LN CALICO - NORFORK 161 kV","LN INDEP2 - HOLBOT 500 kV","6/1/2017 11:14:48 AM -05:00","4/21/2017 5:54:00 PM -05:00"]
[5440,"CALNORINDDEL",null,"CFG","LN CALICO - NORFORK 161 kV  ftlo LN INDEP2 - DELL 500 kV",null,null,"LN CALICO - NORFORK 161 kV","LN INDEP2 - DELL 500 kV","6/1/2017 11:14:49 AM -05:00","4/21/2017 5:54:00 PM -05:00"]
[6916,"CARLAYELDMOL",null,"RCF","LN CAROLL - LAYFLD_C 230 kV  ftlo LN EL_EHV - MOLIVE 500 kV",null,null,"LN CAROLL - LAYFLD_C 230 kV","LN EL_EHV - MOLIVE 500 kV","8/1/2016 11:09:03 PM -05:00","4/21/2017 5:54:00 PM -05:00"]
[5005,"CATXFRCATXFR",null,"RCF","XF CATSAGR5 161/138 kV  ftlo XF CATSAGR5 161/138 kV",null,null,"XF CATSAGR5 161/138 kV","XF CATSAGR5 161/138 kV","6/1/2017 11:14:49 AM -05:00","4/21/2017 5:54:01 PM -05:00"]
[5056,"CARLPDLUBWOL",null,"INT","LN CARLISLE - DOUD 115 kV  ftlo LN LUBBOCKS - WOLFFORT 230 kV",null,null,"LN CARLISLE - DOUD 115 kV","LN LUBBOCKS - WOLFFORT 230 kV","6/1/2017 11:14:49 AM -05:00","4/21/2017 5:54:01 PM -05:00"]
[5608,"CARSANRIVEXP",null,"INT","LN 12_CAR_T - SAND_SPG 138 kV  ftlo LN RIVRSIDE - EXGLN4 138 kV",null,null,"LN 12_CAR_T - SAND_SPG 138 kV","LN RIVRSIDE - EXGLN4 138 kV","7/1/2016 12:02:24 AM -05:00","4/21/2017 5:54:01 PM -05:00"]
[5619,"CARXFRALLLUB",null,"INT","XF CARLISLE 230/115 kV  ftlo LN LUBBOCKS - ALLEN2 115 kV",null,null,"XF CARLISLE 230/115 kV","LN LUBBOCKS - ALLEN2 115 kV","6/1/2017 11:14:49 AM -05:00","4/21/2017 5:54:01 PM -05:00"]
[1620,"CBLDVSCBLJVL",null,"RCF","LN CUMBER1 - DAVIDS1 500 kV  ftlo LN CUMBER1 - JVILLE1 500 kV",null,null,"LN CUMBER1 - DAVIDS1 500 kV","LN CUMBER1 - JVILLE1 500 kV","6/1/2017 11:14:49 AM -05:00","4/21/2017 5:54:02 PM -05:00"]
[5324,"CEDCANMIDFRA",null,"CFG","LN CDRLN - CANDN 138 kV  ftlo LN MDWST - FRNKLN1 138 kV",null,null,"LN CDRLN - CANDN 138 kV","LN MDWST - FRNKLN1 138 kV","6/1/2017 11:14:49 AM -05:00","4/21/2017 5:54:02 PM -05:00"]
[5501,"CBLS56ROLMAD",null,"RCF","LN CBLUFFS - SUB3456 345 kV  ftlo LN ROLLHILS - MADNCO 345 kV",null,null,"LN CBLUFFS - SUB3456 345 kV","LN ROLLHILS - MADNCO 345 kV","6/1/2017 11:14:49 AM -05:00","4/21/2017 5:54:02 PM -05:00"]
[5502,"CBLS56FALGRI",null,"RCF","LN CBLUFFS - SUB3456 345 kV  ftlo LN FALLOWAV - GRIMES 345 kV",null,null,"LN CBLUFFS - SUB3456 345 kV","LN FALLOWAV - GRIMES 345 kV","6/1/2017 11:14:49 AM -05:00","4/21/2017 5:54:02 PM -05:00"]
[6290,"CENMANCENJAM",null,"CFG","LN MANDAN - RGHRIDER 230 kV  ftlo LN JMSTNOTP - CENTER2 345 kV",null,null,"LN MANDAN - RGHRIDER 230 kV","LN JMSTNOTP - CENTER2 345 kV","6/1/2017 11:14:49 AM -05:00","4/21/2017 5:54:02 PM -05:00"]
[6322,"CENMANJAMBIS",null,"CFG","LN MANDAN - RGHRIDER 230 kV  ftlo LN BISON_3 - BUFFALO2 345 kV",null,null,"LN MANDAN - RGHRIDER 230 kV","LN BISON_3 - BUFFALO2 345 kV","6/1/2017 11:14:49 AM -05:00","4/21/2017 5:54:02 PM -05:00"]
[1666,"COOFAISTJCOO",null,"RCF","LN COOPER - FAIRPORT 345 kV  ftlo LN COOPER - ST_JOE 345 kV",null,null,"LN COOPER - FAIRPORT 345 kV","LN COOPER - ST_JOE 345 kV","6/1/2017 11:14:50 AM -05:00","4/21/2017 5:54:03 PM -05:00"]
[2618,"CHOFREFCYRVB",null,"RCF","LN CHOCTAW - FRENCHCP 500 kV  ftlo LN RVB - FCY 230 kV",null,null,"LN CHOCTAW - FRENCHCP 500 kV","LN RVB - FCY 230 kV","6/1/2017 11:14:50 AM -05:00","4/21/2017 5:54:03 PM -05:00"]
[2619,"CORFRECHO8CL",null,"RCF","LN CORDOV1 - FREPT7 500 kV  ftlo LN 8CLAY - CHOCTAW 500 kV",null,null,"LN CORDOV1 - FREPT7 500 kV","LN 8CLAY - CHOCTAW 500 kV","6/1/2017 11:14:50 AM -05:00","4/21/2017 5:54:03 PM -05:00"]
[3245,"CHESILNELELC",null,"RCF","LN CHERRYV - SILVERL0 345 kV  ftlo LN NELSON01 - ELECTJN 345 kV",null,null,"LN CHERRYV - SILVERL0 345 kV","LN NELSON01 - ELECTJN 345 kV","6/1/2017 11:14:50 AM -05:00","4/21/2017 5:54:03 PM -05:00"]
[3387,"CLAMARCOOSTJ",null,"RCF","LN CLARNDA - MRYVL_SJ 161 kV  ftlo LN COOPER - ST_JOE 345 kV",null,null,"LN CLARNDA - MRYVL_SJ 161 kV","LN COOPER - ST_JOE 345 kV","7/1/2016 12:02:20 AM -05:00","4/21/2017 5:54:03 PM -05:00"]
[505,"CORNELQUAH47",null,"RCF","LN QUADCITY - CORDOMEC 345 kV  ftlo LN QUADCITY - H471ESS 345 kV",null,null,"LN QUADCITY - CORDOMEC 345 kV","LN QUADCITY - H471ESS 345 kV","6/1/2017 11:14:50 AM -05:00","4/21/2017 5:54:03 PM -05:00"]
[514,"CORNELNELH47",null,"RCF","LN CORDOVA1 - NELSON01 345 kV  ftlo LN H471ESS - NELSON01 345 kV",null,null,"LN CORDOVA1 - NELSON01 345 kV","LN H471ESS - NELSON01 345 kV","6/1/2017 11:14:50 AM -05:00","4/21/2017 5:54:03 PM -05:00"]
[552,"CHERRYSILVER",null,"RCF",null,null,null,"LN CHERRYV - SILVERL0 345 kV",null,"6/1/2017 11:14:50 AM -05:00","4/21/2017 5:54:03 PM -05:00"]
[5566,"COPSTJCPFRSJ",null,"RCF","LN COOPER - ST_JOE 345 kV  ftlo LN COOPER - FAIRPORT 345 kV",null,null,"LN COOPER - ST_JOE 345 kV","LN COOPER - FAIRPORT 345 kV","6/1/2017 11:14:50 AM -05:00","4/21/2017 5:54:03 PM -05:00"]
[5607,"CIRKNGTECXFR",null,"INT","LN CIRV - KIHI 115 kV  ftlo XF TECH 161/115 kV",null,null,"LN CIRV - KIHI 115 kV","XF TECH 161/115 kV","7/1/2016 12:02:24 AM -05:00","4/21/2017 5:54:03 PM -05:00"]
[6009,"COOPER_S",null,"RCF",null,null,null,"LN COOPER - FAIRPORT 345 kV",null,"6/1/2017 11:14:50 AM -05:00","4/21/2017 5:54:03 PM -05:00"]
[6235,"CENTERJMSTNO",null,"RCF",null,null,null,"LN CENTER2 - JMSTNOTP 345 kV",null,"6/1/2017 11:14:50 AM -05:00","4/21/2017 5:54:03 PM -05:00"]
[6323,"CHEHSVARKFTS",null,"RCF","LN CHETAX - HSVILG 115 kV  ftlo LN ARK_NU - FTSMTH 500 kV",null,null,"LN CHETAX - HSVILG 115 kV","LN ARK_NU - FTSMTH 500 kV","6/1/2017 11:14:50 AM -05:00","4/21/2017 5:54:03 PM -05:00"]
[6614,"CHEHOTRUSDAR",null,"RCF","LN CHETAX - HSVILG 115 kV  ftlo LN RUSL_S - DARD_D 161 kV",null,null,"LN CHETAX - HSVILG 115 kV","LN RUSL_S - DARD_D 161 kV","7/1/2016 12:02:20 AM -05:00","4/21/2017 5:54:03 PM -05:00"]
[1308,"DANDODHARMOL",null,"RCF","LN DANVL3 - DODSON 115 kV  ftlo LN MOLIVE - LAYFLD_A 500 kV",null,null,"LN DANVL3 - DODSON 115 kV","LN MOLIVE - LAYFLD_A 500 kV","6/1/2017 11:14:52 AM -05:00","4/21/2017 5:54:04 PM -05:00"]
[1319,"COULEWANOFTS",null,"RCF","LN COUCH - LEWISV 115 kV  ftlo LN ARK_NU - FTSMTH 500 kV",null,null,"LN COUCH - LEWISV 115 kV","LN ARK_NU - FTSMTH 500 kV","4/7/2016 3:01:48 PM -05:00","4/21/2017 5:54:04 PM -05:00"]
[1357,"COULEWDOLSWS",null,"RCF","LN COUCH - LEWISV 115 kV  ftlo LN DOLET - SWSHREV 345 kV",null,null,"LN COUCH - LEWISV 115 kV","LN DOLET - SWSHREV 345 kV","4/7/2016 3:01:48 PM -05:00","4/21/2017 5:54:04 PM -05:00"]
[1621,"CUMJVICUMDAV",null,"RCF","LN CUMBER1 - JVILLE1 500 kV  ftlo LN CUMBER1 - DAVIDS1 500 kV",null,null,"LN CUMBER1 - JVILLE1 500 kV","LN CUMBER1 - DAVIDS1 500 kV","6/1/2017 11:14:52 AM -05:00","4/21/2017 5:54:04 PM -05:00"]
[2428,"CRESTJMUNBUR",null,"RCF","LN CRETE_EC - ST_JOHN 345 kV  ftlo LN BURNHAM - MUNSTER 345 kV",null,null,"LN CRETE_EC - ST_JOHN 345 kV","LN BURNHAM - MUNSTER 345 kV","6/1/2017 11:14:51 AM -05:00","4/21/2017 5:54:04 PM -05:00"]
[2429,"CRESTJSHEBUR",null,"RCF","LN CRETE_EC - ST_JOHN 345 kV  ftlo LN BURNHAM - SHEFFLD2 345 kV",null,null,"LN CRETE_EC - ST_JOHN 345 kV","LN BURNHAM - SHEFFLD2 345 kV","6/1/2017 11:14:51 AM -05:00","4/21/2017 5:54:04 PM -05:00"]
[2430,"CRESTJMULTI1",null,"RCF","LN CRETE_EC - ST_JOHN 345 kV  ftlo LN DUMONT - WILTON00 765 kV",null,null,"LN CRETE_EC - ST_JOHN 345 kV","LN DUMONT - WILTON00 765 kV","6/1/2017 11:14:51 AM -05:00","4/21/2017 5:54:04 PM -05:00"]
[2431,"CRESTJMULTI2",null,"RCF","LN CRETE_EC - ST_JOHN 345 kV  ftlo LN DUMONT - WILTON00 765 kV",null,null,"LN CRETE_EC - ST_JOHN 345 kV","LN DUMONT - WILTON00 765 kV","6/1/2017 11:14:51 AM -05:00","4/21/2017 5:54:04 PM -05:00"]
[2432,"CRESTJMULTI3",null,"RCF","LN CRETE_EC - ST_JOHN 345 kV  ftlo LN DUMONT - WILTON00 765 kV",null,null,"LN CRETE_EC - ST_JOHN 345 kV","LN DUMONT - WILTON00 765 kV","6/1/2017 11:14:51 AM -05:00","4/21/2017 5:54:04 PM -05:00"]
[2436,"CRESTJMULTI4",null,"RCF","LN CRETE_EC - ST_JOHN 345 kV  ftlo LN DUMONT - WILTON00 765 kV",null,null,"LN CRETE_EC - ST_JOHN 345 kV","LN DUMONT - WILTON00 765 kV","6/1/2017 11:14:51 AM -05:00","4/21/2017 5:54:04 PM -05:00"]
[2438,"CRESTJMULTI5",null,"RCF","LN CRETE_EC - ST_JOHN 345 kV  ftlo LN DUMONT - WILTON00 765 kV",null,null,"LN CRETE_EC - ST_JOHN 345 kV","LN DUMONT - WILTON00 765 kV","6/1/2017 11:14:51 AM -05:00","4/21/2017 5:54:04 PM -05:00"]
[2975,"CRESTJDUMWIL",null,"RCF","LN CRETE_EC - ST_JOHN 345 kV  ftlo LN DUMONT - WILTON00 765 kV",null,null,"LN CRETE_EC - ST_JOHN 345 kV","LN DUMONT - WILTON00 765 kV","6/1/2017 11:14:51 AM -05:00","4/21/2017 5:54:04 PM -05:00"]
[5008,"CRAASHVALLYD",null,"RCF","LN CRAIG_J - W_ASHDWN 138 kV  ftlo LN VALLIANT - LYDIA 345 kV",null,null,"LN CRAIG_J - W_ASHDWN 138 kV","LN VALLIANT - LYDIA 345 kV","6/1/2017 11:14:51 AM -05:00","4/21/2017 5:54:04 PM -05:00"]
[5494,"CUDKISSPEFTD",null,"INT","LN CUDAHY1 - KISMET 115 kV  ftlo LN NFTDODG3 - SPERVI1 115 kV",null,null,"LN CUDAHY1 - KISMET 115 kV","LN NFTDODG3 - SPERVI1 115 kV","6/1/2017 11:14:52 AM -05:00","4/21/2017 5:54:04 PM -05:00"]
[5498,"CRALENGRECED",null,"INT","LN CRAIG - LENEXA 161 kV  ftlo LN CEDAR_CR - GRNWOOD 161 kV",null,null,"LN CRAIG - LENEXA 161 kV","LN CEDAR_CR - GRNWOOD 161 kV","6/1/2017 11:14:51 AM -05:00","4/21/2017 5:54:04 PM -05:00"]
[6781,"COULEWSARLON",null,"RCF","LN COUCH - LEWISV 115 kV  ftlo LN SAREPT - LONGWOO 345 kV",null,null,"LN COUCH - LEWISV 115 kV","LN SAREPT - LONGWOO 345 kV","6/1/2017 11:14:51 AM -05:00","4/21/2017 5:54:04 PM -05:00"]
[1064,"ESSNEWSTFGOB",null,"RCF","LN ESEX - W_NEWMAD 345 kV  ftlo LN GOBKNOB - ST_FRAN 345 kV",null,null,"LN ESEX - W_NEWMAD 345 kV","LN GOBKNOB - ST_FRAN 345 kV","10/6/2016 4:57:07 PM -05:00","4/21/2017 5:54:05 PM -05:00"]
[1317,"DARDARARKFTS",null,"RCF","LN DARD_D - DARDNL 161 kV  ftlo LN ARK_NU - FTSMTH 500 kV",null,null,"LN DARD_D - DARDNL 161 kV","LN ARK_NU - FTSMTH 500 kV","2/23/2015 1:59:50 PM -06:00","4/21/2017 5:54:05 PM -05:00"]
[1322,"ELDXFRVALLYD",null,"CFG","XF EL_EHV 500/1 kV  ftlo LN VALLIANT - LYDIA 345 kV",null,null,"XF EL_EHV 500/1 kV","LN VALLIANT - LYDIA 345 kV","6/1/2017 11:14:53 AM -05:00","4/21/2017 5:54:05 PM -05:00"]
[1361,"ELDMTOL_PTDF",null,"RCF",null,null,null,"LN EL_EHV - MOLIVE 500 kV",null,"6/1/2017 11:14:53 AM -05:00","4/21/2017 5:54:05 PM -05:00"]
[1397,"DELSANWMPBHA",null,"RCF","LN DELL - SANSSU 500 kV  ftlo LN BHAM_STE - FREPT7 500 kV",null,null,"LN DELL - SANSSU 500 kV","LN BHAM_STE - FREPT7 500 kV","6/1/2017 11:14:52 AM -05:00","4/21/2017 5:54:05 PM -05:00"]
[1648,"ESSIDAMADXFR",null,"CFG","LN ESEX - IDALIA 161 kV  ftlo XF NEW_MAD 345/161 kV",null,null,"LN ESEX - IDALIA 161 kV","XF NEW_MAD 345/161 kV",null,"4/21/2017 5:54:05 PM -05:00"]
[1682,"ESEESEESELUT",null,"RCF","XF ESEX 345/161 kV  ftlo LN ESEX - LUTS 345 kV",null,null,"XF ESEX 345/161 kV","LN ESEX - LUTS 345 kV",null,"4/21/2017 5:54:05 PM -05:00"]
[2299,"DUMSTLDUMWIL",null,"RCF","LN DUMONT - STILLWEL 345 kV  ftlo LN DUMONT - WILTON00 765 kV",null,null,"LN DUMONT - STILLWEL 345 kV","LN DUMONT - WILTON00 765 kV","6/1/2017 11:14:53 AM -05:00","4/21/2017 5:54:05 PM -05:00"]
[5014,"ELKXFRTUCOKU",null,"CFG","XF ELK-CITY 230/138 kV  ftlo LN TUCO - OKLAUNIO 345 kV",null,null,"XF ELK-CITY 230/138 kV","LN TUCO - OKLAUNIO 345 kV","6/1/2017 11:14:53 AM -05:00","4/21/2017 5:54:05 PM -05:00"]
[5090,"DOLXFRELDXFR",null,"RCF","XF DOLET 345/230 kV  ftlo XF EL_EHV 345/1 kV",null,null,"XF DOLET 345/230 kV","XF EL_EHV 345/1 kV","6/1/2017 11:14:52 AM -05:00","4/21/2017 5:54:05 PM -05:00"]
[522,"EFRCREDUMWIL",null,"RCF","LN EFRNKFRT - CRETE_EC 345 kV  ftlo LN DUMONT - WILTON00 765 kV",null,null,"LN EFRNKFRT - CRETE_EC 345 kV","LN DUMONT - WILTON00 765 kV","6/1/2017 11:14:53 AM -05:00","4/21/2017 5:54:05 PM -05:00"]
[5340,"EROAVOFLIMON",null,"RCF","LN EROGERS - AVOCA 161 kV  ftlo LN FLINTCRK - BROOK_LN 345 kV",null,null,"LN EROGERS - AVOCA 161 kV","LN FLINTCRK - BROOK_LN 345 kV","6/1/2017 11:14:53 AM -05:00","4/21/2017 5:54:05 PM -05:00"]
[5422,"ELKXFRSWEWHE",null,"INT","XF ELK-CITY 230/138 kV  ftlo LN SWEETWT6 - WHEELER 230 kV",null,null,"XF ELK-CITY 230/138 kV","LN SWEETWT6 - WHEELER 230 kV","6/1/2017 11:14:53 AM -05:00","4/21/2017 5:54:05 PM -05:00"]
[5424,"DOLXFRLONSAR",null,"RCF","XF DOLET 345/230 kV  ftlo LN LONGWOO - SAREPT 345 kV",null,null,"XF DOLET 345/230 kV","LN LONGWOO - SAREPT 345 kV","6/1/2017 11:14:53 AM -05:00","4/21/2017 5:54:05 PM -05:00"]
[5479,"DEAXFRDEAXFR",null,"INT","XF DEAFSMIT 230/115 kV  ftlo XF DEAFSMIT 230/115 kV",null,null,"XF DEAFSMIT 230/115 kV","XF DEAFSMIT 230/115 kV","6/1/2017 11:14:52 AM -05:00","4/21/2017 5:54:05 PM -05:00"]
[5496,"EASXFREASSTJ",null,"RCF","XF EASTTOWN 345/161 kV  ftlo LN EASTTOWN - ST_JOE 345 kV",null,null,"XF EASTTOWN 345/161 kV","LN EASTTOWN - ST_JOE 345 kV","6/1/2017 11:14:53 AM -05:00","4/21/2017 5:54:05 PM -05:00"]
[5533,"EASESIEASSTJ",null,"INT","LN EASTTOWN - EAST2 161 kV  ftlo LN EASTTOWN - ST_JOE 345 kV",null,null,"LN EASTTOWN - EAST2 161 kV","LN EASTTOWN - ST_JOE 345 kV","6/1/2017 11:14:53 AM -05:00","4/21/2017 5:54:05 PM -05:00"]
[5540,"EROAVOWASNEO",null,"RCF","LN EROGERS - AVOCA 161 kV  ftlo LN NEOSPA - 5WASHBR 161 kV",null,null,"LN EROGERS - AVOCA 161 kV","LN NEOSPA - 5WASHBR 161 kV","6/1/2017 11:14:53 AM -05:00","4/21/2017 5:54:05 PM -05:00"]
[5543,"DEAXFRDEXFR2",null,"INT","XF DEAFSMIT 230/115 kV  ftlo XF DEAFSMIT 230/115 kV",null,null,"XF DEAFSMIT 230/115 kV","XF DEAFSMIT 230/115 kV","6/1/2017 11:14:52 AM -05:00","4/21/2017 5:54:05 PM -05:00"]
[5561,"DOBGANHOLXFR",null,"INT","LN DOBSON - GANO 115 kV  ftlo XF HOLCOM1 345/1 kV",null,null,"LN DOBSON - GANO 115 kV","XF HOLCOM1 345/1 kV","6/1/2017 11:14:52 AM -05:00","4/21/2017 5:54:05 PM -05:00"]
[5574,"DAWLEWDAWMED",null,"RCF","LN DAWSONC - LEWISWP 115 kV  ftlo LN DAWSONC - MEDORAWP 230 kV",null,null,"LN DAWSONC - LEWISWP 115 kV","LN DAWSONC - MEDORAWP 230 kV","6/1/2017 11:14:52 AM -05:00","4/21/2017 5:54:05 PM -05:00"]
[5580,"DENSANMUSSEM",null,"INT","LN DENVER_C - SAN_AND1 115 kV  ftlo LN MSTNG - SEMIN 230 kV",null,null,"LN DENVER_C - SAN_AND1 115 kV","LN MSTNG - SEMIN 230 kV","7/1/2016 12:02:21 AM -05:00","4/21/2017 5:54:05 PM -05:00"]
[5592,"DFSHRFROOTOL",null,"INT","LN FRIONA_R - HEREFORD 115 kV  ftlo LN ROOSEVE2 - TOLKSUB 230 kV",null,null,"LN FRIONA_R - HEREFORD 115 kV","LN ROOSEVE2 - TOLKSUB 230 kV","7/1/2016 12:02:22 AM -05:00","4/21/2017 5:54:05 PM -05:00"]
[5599,"DARCLAANOFTS",null,"INT","LN DARD_D - CLARKS4 161 kV  ftlo LN ARK_NU - FTSMTH 500 kV",null,null,"LN DARD_D - CLARKS4 161 kV","LN ARK_NU - FTSMTH 500 kV","7/1/2016 12:02:23 AM -05:00","4/21/2017 5:54:05 PM -05:00"]
[6708,"ELDXFRMCNXFR",null,"RCF","XF EL_EHV 500/1 kV  ftlo XF MCNEIL 500/115 kV",null,null,"XF EL_EHV 500/1 kV","XF MCNEIL 500/115 kV","8/13/2015 9:47:59 AM -05:00","4/21/2017 5:54:05 PM -05:00"]
[1015,"FAIOSBSTJHAW",null,"RCF","LN FAIRPORT - OSBORN 161 kV  ftlo LN ST_JOE - NASHUA 345 kV",null,null,"LN FAIRPORT - OSBORN 161 kV","LN ST_JOE - NASHUA 345 kV",null,"4/21/2017 5:54:06 PM -05:00"]
[1041,"ESXLUTLUTKEL",null,"RCF","LN LUTS - ESEX 345 kV  ftlo LN LUTS - KEL 345 kV",null,null,"LN LUTS - ESEX 345 kV","LN LUTS - KEL 345 kV","10/6/2016 4:39:13 PM -05:00","4/21/2017 5:54:06 PM -05:00"]
[1042,"ESXLUTMSHCMB",null,"RCF","LN ESEX - LUTS 345 kV  ftlo LN CUMBER1 - MARSHA1 500 kV",null,null,"LN ESEX - LUTS 345 kV","LN CUMBER1 - MARSHA1 500 kV","10/6/2016 4:50:06 PM -05:00","4/21/2017 5:54:06 PM -05:00"]
[1043,"ESXIDAESXNMA",null,"RCF","LN ESEX - IDALIA 161 kV  ftlo LN ESEX - W_NEWMAD 345 kV",null,null,"LN ESEX - IDALIA 161 kV","LN ESEX - W_NEWMAD 345 kV","8/28/2014 11:45:06 AM -05:00","4/21/2017 5:54:06 PM -05:00"]
[1098,"FAIRXFSTJHAW",null,"RCF","XF FAIRPORT 345/161 kV  ftlo LN ST_JOE - NASHUA 345 kV",null,null,"XF FAIRPORT 345/161 kV","LN ST_JOE - NASHUA 345 kV","10/20/2016 3:43:49 AM -05:00","4/21/2017 5:54:06 PM -05:00"]
[1667,"FAIGENFAICOO",null,"RCF","LN FAIRPORT - GENTRY 161 kV  ftlo XF FAIRPORT 345/161 kV",null,null,"LN FAIRPORT - GENTRY 161 kV","XF FAIRPORT 345/161 kV",null,"4/21/2017 5:54:06 PM -05:00"]
[1676,"FAIGENPLMSUB",null,"RCF","LN FAIRPORT - GENTRY 161 kV  ftlo LN PLMT - SUBT_UE 345 kV",null,null,"LN FAIRPORT - GENTRY 161 kV","LN PLMT - SUBT_UE 345 kV",null,"4/21/2017 5:54:06 PM -05:00"]
[22744,"TEMP72_22744",null,"INT","LN DAWSONC - LEWISWP 115 kV  ftlo LN BELFELD - CHAR_CK 345 kV",null,null,"LN DAWSONC - LEWISWP 115 kV","LN BELFELD - CHAR_CK 345 kV","4/21/2017 11:05:44 PM -05:00","4/24/2017 10:42:17 AM -05:00"]
[1063,"BLKJASBRKFLT",null,"RCF","LN BLACKBRY - JASPER7 345 kV  ftlo LN FLINTCRK - BROOK_LN 345 kV",null,null,"LN BLACKBRY - JASPER7 345 kV","LN FLINTCRK - BROOK_LN 345 kV","10/6/2016 5:01:08 PM -05:00","4/24/2017 10:53:55 AM -05:00"]
[1634,"BLLVOLWBNVOL",null,"RCF","LN VOLUNT1 - BULLR1 500 kV  ftlo LN VOLUNT1 - WBNP11 500 kV",null,null,"LN VOLUNT1 - BULLR1 500 kV","LN VOLUNT1 - WBNP11 500 kV","6/1/2017 11:14:46 AM -05:00","4/24/2017 10:53:55 AM -05:00"]
[1644,"BLLVOL__PTDF",null,"RCF",null,null,null,"LN BULLR1 - VOLUNT1 500 kV",null,"6/1/2017 11:14:46 AM -05:00","4/24/2017 10:53:55 AM -05:00"]
[2602,"BHAFREINDDEL",null,"RCF","LN BHAM_STE - FREPT7 500 kV  ftlo LN INDEP2 - DELL 500 kV",null,null,"LN BHAM_STE - FREPT7 500 kV","LN INDEP2 - DELL 500 kV","6/1/2017 11:14:46 AM -05:00","4/24/2017 10:53:55 AM -05:00"]
[2627,"BFNW-PMILBNP",null,"RCF","LN BFNP1 - W-PONT 500 kV  ftlo LN MILLER1 - LOWNDE1 500 kV",null,null,"LN BFNP1 - W-PONT 500 kV","LN MILLER1 - LOWNDE1 500 kV","6/1/2017 11:14:46 AM -05:00","4/24/2017 10:53:55 AM -05:00"]
[5043,"BENCHIBOESTE",null,"RCF","LN BENT - CHIS 138 kV  ftlo LN STEA - BOEI 138 kV",null,null,"LN BENT - CHIS 138 kV","LN STEA - BOEI 138 kV","6/1/2017 11:14:46 AM -05:00","4/24/2017 10:53:55 AM -05:00"]
[5605,"BENCHIBENWIC",null,"INT","LN BENT - CHIS 138 kV  ftlo LN BENT - WICH 345 kV",null,null,"LN BENT - CHIS 138 kV","LN BENT - WICH 345 kV","7/1/2016 12:02:23 AM -05:00","4/24/2017 10:53:55 AM -05:00"]
[1328,"BULMIDANOPLE",null,"RCF","LN BULL_SHL - MIDWA2 161 kV  ftlo LN ARK_NU - PLS_HL 500 kV",null,null,"LN BULL_SHL - MIDWA2 161 kV","LN ARK_NU - PLS_HL 500 kV","8/20/2014 5:39:52 PM -05:00","4/24/2017 10:53:56 AM -05:00"]
[2286,"BURMUNDUMWIL",null,"RCF","LN BURNHAM - MUNSTER 345 kV  ftlo LN WILTON00 - DUMONT 765 kV",null,null,"LN BURNHAM - MUNSTER 345 kV","LN WILTON00 - DUMONT 765 kV","6/1/2017 11:14:48 AM -05:00","4/24/2017 10:53:56 AM -05:00"]
[2614,"BULVOLVOLWBN",null,"RCF","LN BULLR1 - VOLUNT1 500 kV  ftlo LN WBNP11 - VOLUNT1 500 kV",null,null,"LN BULLR1 - VOLUNT1 500 kV","LN WBNP11 - VOLUNT1 500 kV","6/1/2017 11:14:48 AM -05:00","4/24/2017 10:53:56 AM -05:00"]
[5003,"BRKCLAVALPIT",null,"CFG","LN BRKN_BOW - BETHL_TP 138 kV  ftlo LN VALLIANT - PITTSB9 345 kV",null,null,"LN BRKN_BOW - BETHL_TP 138 kV","LN VALLIANT - PITTSB9 345 kV","6/1/2017 11:14:46 AM -05:00","4/24/2017 10:53:56 AM -05:00"]
[5056,"CARLPDLUBWOL",null,"INT","LN CARLISLE - DOUD 115 kV  ftlo LN LUBBOCKS - WOLFFORT 230 kV",null,null,"LN CARLISLE - DOUD 115 kV","LN LUBBOCKS - WOLFFORT 230 kV","6/1/2017 11:14:49 AM -05:00","4/24/2017 10:53:56 AM -05:00"]
[5364,"BRKXF1BRKXF2",null,"RCF","XF BROOK_LN 345/161 kV  ftlo XF BROOK_LN 345/161 kV",null,null,"XF BROOK_LN 345/161 kV","XF BROOK_LN 345/161 kV","6/1/2017 11:14:47 AM -05:00","4/24/2017 10:53:56 AM -05:00"]
[5402,"BRKXF2BRKXF1",null,"RCF","XF BROOK_LN 345/161 kV  ftlo XF BROOK_LN 345/161 kV",null,null,"XF BROOK_LN 345/161 kV","XF BROOK_LN 345/161 kV","6/1/2017 11:14:47 AM -05:00","4/24/2017 10:53:56 AM -05:00"]
[5438,"CALNORANOFTS",null,"CFG","LN CALICO - NORFORK 161 kV  ftlo LN ARK_NU - FTSMTH 500 kV",null,null,"LN CALICO - NORFORK 161 kV","LN ARK_NU - FTSMTH 500 kV","6/1/2017 11:14:48 AM -05:00","4/24/2017 10:53:56 AM -05:00"]
[5439,"CALNORHOLIND",null,"CFG","LN CALICO - NORFORK 161 kV  ftlo LN INDEP2 - HOLBOT 500 kV",null,null,"LN CALICO - NORFORK 161 kV","LN INDEP2 - HOLBOT 500 kV","6/1/2017 11:14:48 AM -05:00","4/24/2017 10:53:56 AM -05:00"]
[5440,"CALNORINDDEL",null,"CFG","LN CALICO - NORFORK 161 kV  ftlo LN INDEP2 - DELL 500 kV",null,null,"LN CALICO - NORFORK 161 kV","LN INDEP2 - DELL 500 kV","6/1/2017 11:14:49 AM -05:00","4/24/2017 10:53:56 AM -05:00"]
[5525,"BONHACAESTAR",null,"INT","LN BONANZA - HACKETT 161 kV  ftlo LN TARBY1 - AES5 161 kV",null,null,"LN BONANZA - HACKETT 161 kV","LN TARBY1 - AES5 161 kV","6/1/2017 11:14:46 AM -05:00","4/24/2017 10:53:56 AM -05:00"]
[5564,"BUKSPRFINHIT",null,"RCF","LN BUCKNER7 - SPERVI1 345 kV  ftlo LN FINNEY1 - HITCH 345 kV",null,null,"LN BUCKNER7 - SPERVI1 345 kV","LN FINNEY1 - HITCH 345 kV","6/1/2017 11:14:47 AM -05:00","4/24/2017 10:53:56 AM -05:00"]
[5588,"BRKLOUBRKCRK",null,"INT","LN BROKENB - LOUPCTY 115 kV  ftlo LN BROKENB - C_CREEK 115 kV",null,null,"LN BROKENB - LOUPCTY 115 kV","LN BROKENB - C_CREEK 115 kV","7/1/2016 12:02:22 AM -05:00","4/24/2017 10:53:56 AM -05:00"]
[5608,"CARSANRIVEXP",null,"INT","LN 12_CAR_T - SAND_SPG 138 kV  ftlo LN RIVRSIDE - EXGLN4 138 kV",null,null,"LN 12_CAR_T - SAND_SPG 138 kV","LN RIVRSIDE - EXGLN4 138 kV","7/1/2016 12:02:24 AM -05:00","4/24/2017 10:53:56 AM -05:00"]
[5621,"BURHANEMESHE",null,"RCF","LN BURT - HANCOCK2 161 kV  ftlo LN SHEFFLD1 - EMERY 161 kV",null,null,"LN BURT - HANCOCK2 161 kV","LN SHEFFLD1 - EMERY 161 kV","6/1/2017 11:14:48 AM -05:00","4/24/2017 10:53:56 AM -05:00"]
[6214,"BUNHASCOOSTJ",null,"RCF","LN BUNGE - HASTING 161 kV  ftlo LN COOPER - ST_JOE 345 kV",null,null,"LN BUNGE - HASTING 161 kV","LN COOPER - ST_JOE 345 kV","6/1/2017 11:14:48 AM -05:00","4/24/2017 10:53:56 AM -05:00"]
[6238,"BUNHASSTJCOO",null,"RCF","LN BUNGE - HASTING 161 kV  ftlo LN ST_JOE - FAIRPORT 345 kV",null,null,"LN BUNGE - HASTING 161 kV","LN ST_JOE - FAIRPORT 345 kV","6/1/2017 11:14:48 AM -05:00","4/24/2017 10:53:56 AM -05:00"]
[6331,"BUL5MI4CL5CL",null,"RCF","LN BULL_SHL - MIDWA2 161 kV  ftlo XF CLK 161/138 kV",null,null,"LN BULL_SHL - MIDWA2 161 kV","XF CLK 161/138 kV","4/30/2015 11:03:58 PM -05:00","4/24/2017 10:53:56 AM -05:00"]
[6332,"BUL5MI5GR5ST",null,"RCF","LN BULL_SHL - MIDWA2 161 kV  ftlo LN GRN_FRST - ST_FRAN 161 kV",null,null,"LN BULL_SHL - MIDWA2 161 kV","LN GRN_FRST - ST_FRAN 161 kV","4/30/2015 11:03:58 PM -05:00","4/24/2017 10:53:56 AM -05:00"]
[6723,"BULMIDBUFNOR",null,"RCF","LN BULL_SHL - MIDWA2 161 kV  ftlo LN BUFRDTP5 - NORFORK 161 kV",null,null,"LN BULL_SHL - MIDWA2 161 kV","LN BUFRDTP5 - NORFORK 161 kV","8/20/2014 4:33:54 PM -05:00","4/24/2017 10:53:56 AM -05:00"]
[6813,"BULMIDKEOHOL",null,"RCF","LN BULL_SHL - MIDWA2 161 kV  ftlo LN KEO - HOLBOT 500 kV",null,null,"LN BULL_SHL - MIDWA2 161 kV","LN KEO - HOLBOT 500 kV","8/20/2014 4:33:55 PM -05:00","4/24/2017 10:53:56 AM -05:00"]
[6916,"CARLAYELDMOL",null,"RCF","LN CAROLL - LAYFLD_C 230 kV  ftlo LN EL_EHV - MOLIVE 500 kV",null,null,"LN CAROLL - LAYFLD_C 230 kV","LN EL_EHV - MOLIVE 500 kV","8/1/2016 11:09:03 PM -05:00","4/24/2017 10:53:56 AM -05:00"]
[1319,"COULEWANOFTS",null,"RCF","LN COUCH - LEWISV 115 kV  ftlo LN ARK_NU - FTSMTH 500 kV",null,null,"LN COUCH - LEWISV 115 kV","LN ARK_NU - FTSMTH 500 kV","4/7/2016 3:01:48 PM -05:00","4/24/2017 10:53:57 AM -05:00"]
[1357,"COULEWDOLSWS",null,"RCF","LN COUCH - LEWISV 115 kV  ftlo LN DOLET - SWSHREV 345 kV",null,null,"LN COUCH - LEWISV 115 kV","LN DOLET - SWSHREV 345 kV","4/7/2016 3:01:48 PM -05:00","4/24/2017 10:53:57 AM -05:00"]
[1620,"CBLDVSCBLJVL",null,"RCF","LN CUMBER1 - DAVIDS1 500 kV  ftlo LN CUMBER1 - JVILLE1 500 kV",null,null,"LN CUMBER1 - DAVIDS1 500 kV","LN CUMBER1 - JVILLE1 500 kV","6/1/2017 11:14:49 AM -05:00","4/24/2017 10:53:57 AM -05:00"]
[1666,"COOFAISTJCOO",null,"RCF","LN COOPER - FAIRPORT 345 kV  ftlo LN COOPER - ST_JOE 345 kV",null,null,"LN COOPER - FAIRPORT 345 kV","LN COOPER - ST_JOE 345 kV","6/1/2017 11:14:50 AM -05:00","4/24/2017 10:53:57 AM -05:00"]
[2618,"CHOFREFCYRVB",null,"RCF","LN CHOCTAW - FRENCHCP 500 kV  ftlo LN RVB - FCY 230 kV",null,null,"LN CHOCTAW - FRENCHCP 500 kV","LN RVB - FCY 230 kV","6/1/2017 11:14:50 AM -05:00","4/24/2017 10:53:57 AM -05:00"]
[2619,"CORFRECHO8CL",null,"RCF","LN CORDOV1 - FREPT7 500 kV  ftlo LN 8CLAY - CHOCTAW 500 kV",null,null,"LN CORDOV1 - FREPT7 500 kV","LN 8CLAY - CHOCTAW 500 kV","6/1/2017 11:14:50 AM -05:00","4/24/2017 10:53:57 AM -05:00"]
[3245,"CHESILNELELC",null,"RCF","LN CHERRYV - SILVERL0 345 kV  ftlo LN NELSON01 - ELECTJN 345 kV",null,null,"LN CHERRYV - SILVERL0 345 kV","LN NELSON01 - ELECTJN 345 kV","6/1/2017 11:14:50 AM -05:00","4/24/2017 10:53:57 AM -05:00"]
[3387,"CLAMARCOOSTJ",null,"RCF","LN CLARNDA - MRYVL_SJ 161 kV  ftlo LN COOPER - ST_JOE 345 kV",null,null,"LN CLARNDA - MRYVL_SJ 161 kV","LN COOPER - ST_JOE 345 kV","7/1/2016 12:02:20 AM -05:00","4/24/2017 10:53:57 AM -05:00"]
[5005,"CATXFRCATXFR",null,"RCF","XF CATSAGR5 161/138 kV  ftlo XF CATSAGR5 161/138 kV",null,null,"XF CATSAGR5 161/138 kV","XF CATSAGR5 161/138 kV","6/1/2017 11:14:49 AM -05:00","4/24/2017 10:53:57 AM -05:00"]
[505,"CORNELQUAH47",null,"RCF","LN QUADCITY - CORDOMEC 345 kV  ftlo LN QUADCITY - H471ESS 345 kV",null,null,"LN QUADCITY - CORDOMEC 345 kV","LN QUADCITY - H471ESS 345 kV","6/1/2017 11:14:50 AM -05:00","4/24/2017 10:53:57 AM -05:00"]
[514,"CORNELNELH47",null,"RCF","LN CORDOVA1 - NELSON01 345 kV  ftlo LN H471ESS - NELSON01 345 kV",null,null,"LN CORDOVA1 - NELSON01 345 kV","LN H471ESS - NELSON01 345 kV","6/1/2017 11:14:50 AM -05:00","4/24/2017 10:53:57 AM -05:00"]
[5324,"CEDCANMIDFRA",null,"CFG","LN CDRLN - CANDN 138 kV  ftlo LN MDWST - FRNKLN1 138 kV",null,null,"LN CDRLN - CANDN 138 kV","LN MDWST - FRNKLN1 138 kV","6/1/2017 11:14:49 AM -05:00","4/24/2017 10:53:57 AM -05:00"]
[5501,"CBLS56ROLMAD",null,"RCF","LN CBLUFFS - SUB3456 345 kV  ftlo LN ROLLHILS - MADNCO 345 kV",null,null,"LN CBLUFFS - SUB3456 345 kV","LN ROLLHILS - MADNCO 345 kV","6/1/2017 11:14:49 AM -05:00","4/24/2017 10:53:57 AM -05:00"]
[5502,"CBLS56FALGRI",null,"RCF","LN CBLUFFS - SUB3456 345 kV  ftlo LN FALLOWAV - GRIMES 345 kV",null,null,"LN CBLUFFS - SUB3456 345 kV","LN FALLOWAV - GRIMES 345 kV","6/1/2017 11:14:49 AM -05:00","4/24/2017 10:53:57 AM -05:00"]
[552,"CHERRYSILVER",null,"RCF",null,null,null,"LN CHERRYV - SILVERL0 345 kV",null,"6/1/2017 11:14:50 AM -05:00","4/24/2017 10:53:57 AM -05:00"]
[5566,"COPSTJCPFRSJ",null,"RCF","LN COOPER - ST_JOE 345 kV  ftlo LN ST_JOE - FAIRPORT 345 kV",null,null,"LN COOPER - ST_JOE 345 kV","LN ST_JOE - FAIRPORT 345 kV","6/1/2017 11:14:50 AM -05:00","4/24/2017 10:53:57 AM -05:00"]
[5607,"CIRKNGTECXFR",null,"INT","LN CIRV - KIHI 115 kV  ftlo XF TECH 161/115 kV",null,null,"LN CIRV - KIHI 115 kV","XF TECH 161/115 kV","7/1/2016 12:02:24 AM -05:00","4/24/2017 10:53:57 AM -05:00"]
[5619,"CARXFRALLLUB",null,"INT","XF CARLISLE 230/115 kV  ftlo LN LUBBOCKS - ALLEN2 115 kV",null,null,"XF CARLISLE 230/115 kV","LN LUBBOCKS - ALLEN2 115 kV","6/1/2017 11:14:49 AM -05:00","4/24/2017 10:53:57 AM -05:00"]
[6009,"COOPER_S",null,"RCF",null,null,null,"LN COOPER - FAIRPORT 345 kV",null,"6/1/2017 11:14:50 AM -05:00","4/24/2017 10:53:57 AM -05:00"]
[6235,"CENTERJMSTNO",null,"RCF",null,null,null,"LN CENTER2 - JMSTNOTP 345 kV",null,"6/1/2017 11:14:50 AM -05:00","4/24/2017 10:53:57 AM -05:00"]
[6290,"CENMANCENJAM",null,"CFG","LN MANDAN - RGHRIDER 230 kV  ftlo LN JMSTNOTP - CENTER2 345 kV",null,null,"LN MANDAN - RGHRIDER 230 kV","LN JMSTNOTP - CENTER2 345 kV","6/1/2017 11:14:49 AM -05:00","4/24/2017 10:53:57 AM -05:00"]
[6322,"CENMANJAMBIS",null,"CFG","LN MANDAN - RGHRIDER 230 kV  ftlo LN BISON_3 - BUFFALO2 345 kV",null,null,"LN MANDAN - RGHRIDER 230 kV","LN BISON_3 - BUFFALO2 345 kV","6/1/2017 11:14:49 AM -05:00","4/24/2017 10:53:57 AM -05:00"]
[6323,"CHEHSVARKFTS",null,"RCF","LN CHETAX - HSVILG 115 kV  ftlo LN ARK_NU - FTSMTH 500 kV",null,null,"LN CHETAX - HSVILG 115 kV","LN ARK_NU - FTSMTH 500 kV","6/1/2017 11:14:50 AM -05:00","4/24/2017 10:53:57 AM -05:00"]
[6614,"CHEHOTRUSDAR",null,"RCF","LN CHETAX - HSVILG 115 kV  ftlo LN RUSL_S - DARD_D 161 kV",null,null,"LN CHETAX - HSVILG 115 kV","LN RUSL_S - DARD_D 161 kV","7/1/2016 12:02:20 AM -05:00","4/24/2017 10:53:57 AM -05:00"]
[6781,"COULEWSARLON",null,"RCF","LN COUCH - LEWISV 115 kV  ftlo LN SAREPT - LONGWOO 345 kV",null,null,"LN COUCH - LEWISV 115 kV","LN SAREPT - LONGWOO 345 kV","6/1/2017 11:14:51 AM -05:00","4/24/2017 10:53:57 AM -05:00"]
[1308,"DANDODHARMOL",null,"RCF","LN DANVL3 - DODSON 115 kV  ftlo LN MOLIVE - LAYFLD_A 500 kV",null,null,"LN DANVL3 - DODSON 115 kV","LN MOLIVE - LAYFLD_A 500 kV","6/1/2017 11:14:52 AM -05:00","4/24/2017 10:53:58 AM -05:00"]
[1317,"DARDARARKFTS",null,"RCF","LN DARD_D - DARDNL 161 kV  ftlo LN ARK_NU - FTSMTH 500 kV",null,null,"LN DARD_D - DARDNL 161 kV","LN ARK_NU - FTSMTH 500 kV","2/23/2015 1:59:50 PM -06:00","4/24/2017 10:53:58 AM -05:00"]
[1397,"DELSANWMPBHA",null,"RCF","LN DELL - SANSSU 500 kV  ftlo XF BHAM_STE 500/138 kV",null,null,"LN DELL - SANSSU 500 kV","XF BHAM_STE 500/138 kV","6/1/2017 11:14:52 AM -05:00","4/24/2017 10:53:58 AM -05:00"]
[1621,"CUMJVICUMDAV",null,"RCF","LN CUMBER1 - JVILLE1 500 kV  ftlo LN CUMBER1 - DAVIDS1 500 kV",null,null,"LN CUMBER1 - JVILLE1 500 kV","LN CUMBER1 - DAVIDS1 500 kV","6/1/2017 11:14:52 AM -05:00","4/24/2017 10:53:58 AM -05:00"]
[2428,"CRESTJMUNBUR",null,"RCF","LN CRETE_EC - ST_JOHN 345 kV  ftlo LN BURNHAM - MUNSTER 345 kV",null,null,"LN CRETE_EC - ST_JOHN 345 kV","LN BURNHAM - MUNSTER 345 kV","6/1/2017 11:14:51 AM -05:00","4/24/2017 10:53:58 AM -05:00"]
[2429,"CRESTJSHEBUR",null,"RCF","LN CRETE_EC - ST_JOHN 345 kV  ftlo LN BURNHAM - SHEFFLD2 345 kV",null,null,"LN CRETE_EC - ST_JOHN 345 kV","LN BURNHAM - SHEFFLD2 345 kV","6/1/2017 11:14:51 AM -05:00","4/24/2017 10:53:58 AM -05:00"]
[2430,"CRESTJMULTI1",null,"RCF","LN CRETE_EC - ST_JOHN 345 kV  ftlo LN DUMONT - WILTON00 765 kV",null,null,"LN CRETE_EC - ST_JOHN 345 kV","LN DUMONT - WILTON00 765 kV","6/1/2017 11:14:51 AM -05:00","4/24/2017 10:53:58 AM -05:00"]
[2431,"CRESTJMULTI2",null,"RCF","LN CRETE_EC - ST_JOHN 345 kV  ftlo LN DUMONT - WILTON00 765 kV",null,null,"LN CRETE_EC - ST_JOHN 345 kV","LN DUMONT - WILTON00 765 kV","6/1/2017 11:14:51 AM -05:00","4/24/2017 10:53:58 AM -05:00"]
[2432,"CRESTJMULTI3",null,"RCF","LN CRETE_EC - ST_JOHN 345 kV  ftlo LN COLLINS1 - WILTON00 765 kV",null,null,"LN CRETE_EC - ST_JOHN 345 kV","LN COLLINS1 - WILTON00 765 kV","6/1/2017 11:14:51 AM -05:00","4/24/2017 10:53:58 AM -05:00"]
[2436,"CRESTJMULTI4",null,"RCF","LN CRETE_EC - ST_JOHN 345 kV  ftlo LN DUMONT - WILTON00 765 kV",null,null,"LN CRETE_EC - ST_JOHN 345 kV","LN DUMONT - WILTON00 765 kV","6/1/2017 11:14:51 AM -05:00","4/24/2017 10:53:58 AM -05:00"]
[2438,"CRESTJMULTI5",null,"RCF","LN CRETE_EC - ST_JOHN 345 kV  ftlo LN DUMONT - WILTON00 765 kV",null,null,"LN CRETE_EC - ST_JOHN 345 kV","LN DUMONT - WILTON00 765 kV","6/1/2017 11:14:51 AM -05:00","4/24/2017 10:53:58 AM -05:00"]
[2975,"CRESTJDUMWIL",null,"RCF","LN CRETE_EC - ST_JOHN 345 kV  ftlo LN DUMONT - WILTON00 765 kV",null,null,"LN CRETE_EC - ST_JOHN 345 kV","LN DUMONT - WILTON00 765 kV","6/1/2017 11:14:51 AM -05:00","4/24/2017 10:53:58 AM -05:00"]
[5008,"CRAASHVALLYD",null,"RCF","LN CRAIG_J - W_ASHDWN 138 kV  ftlo LN VALLIANT - LYDIA 345 kV",null,null,"LN CRAIG_J - W_ASHDWN 138 kV","LN VALLIANT - LYDIA 345 kV","6/1/2017 11:14:51 AM -05:00","4/24/2017 10:53:58 AM -05:00"]
[5479,"DEAXFRDEAXFR",null,"INT","XF DEAFSMIT 230/115 kV  ftlo XF DEAFSMIT 230/115 kV",null,null,"XF DEAFSMIT 230/115 kV","XF DEAFSMIT 230/115 kV","6/1/2017 11:14:52 AM -05:00","4/24/2017 10:53:58 AM -05:00"]
[5494,"CUDKISSPEFTD",null,"INT","LN CUDAHY1 - KISMET 115 kV  ftlo LN NFTDODG3 - SPERVI1 115 kV",null,null,"LN CUDAHY1 - KISMET 115 kV","LN NFTDODG3 - SPERVI1 115 kV","6/1/2017 11:14:52 AM -05:00","4/24/2017 10:53:58 AM -05:00"]
[5498,"CRALENGRECED",null,"INT","LN CRAIG - LENEXA 161 kV  ftlo LN CEDAR_CR - GRNWOOD 161 kV",null,null,"LN CRAIG - LENEXA 161 kV","LN CEDAR_CR - GRNWOOD 161 kV","6/1/2017 11:14:51 AM -05:00","4/24/2017 10:53:58 AM -05:00"]
[5543,"DEAXFRDEXFR2",null,"INT","XF DEAFSMIT 230/115 kV  ftlo XF DEAFSMIT 230/115 kV",null,null,"XF DEAFSMIT 230/115 kV","XF DEAFSMIT 230/115 kV","6/1/2017 11:14:52 AM -05:00","4/24/2017 10:53:58 AM -05:00"]
[5574,"DAWLEWDAWMED",null,"RCF","LN DAWSONC - LEWISWP 115 kV  ftlo LN DAWSONC - MEDORAWP 230 kV",null,null,"LN DAWSONC - LEWISWP 115 kV","LN DAWSONC - MEDORAWP 230 kV","6/1/2017 11:14:52 AM -05:00","4/24/2017 10:53:58 AM -05:00"]
[5580,"DENSANMUSSEM",null,"INT","LN DENVER_C - SAN_AND1 115 kV  ftlo LN MSTNG - SEMIN 230 kV",null,null,"LN DENVER_C - SAN_AND1 115 kV","LN MSTNG - SEMIN 230 kV","7/1/2016 12:02:21 AM -05:00","4/24/2017 10:53:58 AM -05:00"]
[5592,"DFSHRFROOTOL",null,"INT","LN FRIONA_R - HEREFORD 115 kV  ftlo LN ROOSEVE2 - TOLKSUB 230 kV",null,null,"LN FRIONA_R - HEREFORD 115 kV","LN ROOSEVE2 - TOLKSUB 230 kV","7/1/2016 12:02:22 AM -05:00","4/24/2017 10:53:58 AM -05:00"]
[5599,"DARCLAANOFTS",null,"INT","LN DARD_D - CLARKS4 161 kV  ftlo LN ARK_NU - FTSMTH 500 kV",null,null,"LN DARD_D - CLARKS4 161 kV","LN ARK_NU - FTSMTH 500 kV","7/1/2016 12:02:23 AM -05:00","4/24/2017 10:53:58 AM -05:00"]
[1041,"ESXLUTLUTKEL",null,"RCF","LN LUTS - ESEX 345 kV  ftlo LN LUTS - KEL 345 kV",null,null,"LN LUTS - ESEX 345 kV","LN LUTS - KEL 345 kV","10/6/2016 4:39:13 PM -05:00","4/24/2017 10:53:59 AM -05:00"]
[1042,"ESXLUTMSHCMB",null,"RCF","LN ESEX - LUTS 345 kV  ftlo LN CUMBER1 - MARSHA1 500 kV",null,null,"LN ESEX - LUTS 345 kV","LN CUMBER1 - MARSHA1 500 kV","10/6/2016 4:50:06 PM -05:00","4/24/2017 10:53:59 AM -05:00"]
[1043,"ESXIDAESXNMA",null,"RCF","LN ESEX - IDALIA 161 kV  ftlo LN ESEX - W_NEWMAD 345 kV",null,null,"LN ESEX - IDALIA 161 kV","LN ESEX - W_NEWMAD 345 kV","8/28/2014 11:45:06 AM -05:00","4/24/2017 10:53:59 AM -05:00"]
[1064,"ESSNEWSTFGOB",null,"RCF","LN ESEX - W_NEWMAD 345 kV  ftlo LN GOBKNOB - ST_FRAN 345 kV",null,null,"LN ESEX - W_NEWMAD 345 kV","LN GOBKNOB - ST_FRAN 345 kV","10/6/2016 4:57:07 PM -05:00","4/24/2017 10:53:59 AM -05:00"]
[1322,"ELDXFRVALLYD",null,"CFG","XF EL_EHV 500/1 kV  ftlo LN VALLIANT - LYDIA 345 kV",null,null,"XF EL_EHV 500/1 kV","LN VALLIANT - LYDIA 345 kV","6/1/2017 11:14:53 AM -05:00","4/24/2017 10:53:59 AM -05:00"]
[1361,"ELDMTOL_PTDF",null,"RCF",null,null,null,"LN EL_EHV - MOLIVE 500 kV",null,"6/1/2017 11:14:53 AM -05:00","4/24/2017 10:53:59 AM -05:00"]
[1648,"ESSIDAMADXFR",null,"CFG","LN ESEX - IDALIA 161 kV  ftlo XF NEW_MAD 345/161 kV",null,null,"LN ESEX - IDALIA 161 kV","XF NEW_MAD 345/161 kV",null,"4/24/2017 10:53:59 AM -05:00"]
[1667,"FAIGENFAICOO",null,"RCF","LN FAIRPORT - GENTRY 161 kV  ftlo LN FAIRPORT - ST_JOE 345 kV",null,null,"LN FAIRPORT - GENTRY 161 kV","LN FAIRPORT - ST_JOE 345 kV",null,"4/24/2017 10:53:59 AM -05:00"]
[1682,"ESEESEESELUT",null,"RCF","XF ESEX 345/161 kV  ftlo LN ESEX - LUTS 345 kV",null,null,"XF ESEX 345/161 kV","LN ESEX - LUTS 345 kV",null,"4/24/2017 10:53:59 AM -05:00"]
[2299,"DUMSTLDUMWIL",null,"RCF","LN DUMONT - STILLWEL 345 kV  ftlo LN DUMONT - WILTON00 765 kV",null,null,"LN DUMONT - STILLWEL 345 kV","LN DUMONT - WILTON00 765 kV","6/1/2017 11:14:53 AM -05:00","4/24/2017 10:53:59 AM -05:00"]
[5014,"ELKXFRTUCOKU",null,"CFG","XF ELK-CITY 230/138 kV  ftlo LN TUCO - OKLAUNIO 345 kV",null,null,"XF ELK-CITY 230/138 kV","LN TUCO - OKLAUNIO 345 kV","6/1/2017 11:14:53 AM -05:00","4/24/2017 10:53:59 AM -05:00"]
[5090,"DOLXFRELDXFR",null,"RCF","XF DOLET 345/230 kV  ftlo XF EL_EHV 345/1 kV",null,null,"XF DOLET 345/230 kV","XF EL_EHV 345/1 kV","6/1/2017 11:14:52 AM -05:00","4/24/2017 10:53:59 AM -05:00"]
[522,"EFRCREDUMWIL",null,"RCF","LN EFRNKFRT - CRETE_EC 345 kV  ftlo LN DUMONT - WILTON00 765 kV",null,null,"LN EFRNKFRT - CRETE_EC 345 kV","LN DUMONT - WILTON00 765 kV","6/1/2017 11:14:53 AM -05:00","4/24/2017 10:53:59 AM -05:00"]
[5340,"EROAVOFLIMON",null,"RCF","LN EROGERS - AVOCA 161 kV  ftlo LN FLINTCRK - BROOK_LN 345 kV",null,null,"LN EROGERS - AVOCA 161 kV","LN FLINTCRK - BROOK_LN 345 kV","6/1/2017 11:14:53 AM -05:00","4/24/2017 10:53:59 AM -05:00"]
[5422,"ELKXFRSWEWHE",null,"INT","XF ELK-CITY 230/138 kV  ftlo LN SWEETWT6 - WHEELER 230 kV",null,null,"XF ELK-CITY 230/138 kV","LN SWEETWT6 - WHEELER 230 kV","6/1/2017 11:14:53 AM -05:00","4/24/2017 10:53:59 AM -05:00"]
[5424,"DOLXFRLONSAR",null,"RCF","XF DOLET 345/230 kV  ftlo LN LONGWOO - SAREPT 345 kV",null,null,"XF DOLET 345/230 kV","LN LONGWOO - SAREPT 345 kV","6/1/2017 11:14:53 AM -05:00","4/24/2017 10:53:59 AM -05:00"]
[5496,"EASXFREASSTJ",null,"RCF","XF EASTTOWN 345/161 kV  ftlo LN EASTTOWN - ST_JOE 345 kV",null,null,"XF EASTTOWN 345/161 kV","LN EASTTOWN - ST_JOE 345 kV","6/1/2017 11:14:53 AM -05:00","4/24/2017 10:53:59 AM -05:00"]
[5533,"EASESIEASSTJ",null,"INT","LN EASTTOWN - EAST2 161 kV  ftlo LN EASTTOWN - ST_JOE 345 kV",null,null,"LN EASTTOWN - EAST2 161 kV","LN EASTTOWN - ST_JOE 345 kV","6/1/2017 11:14:53 AM -05:00","4/24/2017 10:53:59 AM -05:00"]
[5540,"EROAVOWASNEO",null,"RCF","LN EROGERS - AVOCA 161 kV  ftlo LN NEOSPA - 5WASHBR 161 kV",null,null,"LN EROGERS - AVOCA 161 kV","LN NEOSPA - 5WASHBR 161 kV","6/1/2017 11:14:53 AM -05:00","4/24/2017 10:53:59 AM -05:00"]
[5561,"DOBGANHOLXFR",null,"INT","LN DOBSON - GANO 115 kV  ftlo XF HOLCOM1 345/1 kV",null,null,"LN DOBSON - GANO 115 kV","XF HOLCOM1 345/1 kV","6/1/2017 11:14:52 AM -05:00","4/24/2017 10:53:59 AM -05:00"]
[6708,"ELDXFRMCNXFR",null,"RCF","XF EL_EHV 500/1 kV  ftlo XF MCNEIL 500/115 kV",null,null,"XF EL_EHV 500/1 kV","XF MCNEIL 500/115 kV","8/13/2015 9:47:59 AM -05:00","4/24/2017 10:53:59 AM -05:00"]
[1676,"FAIGENPLMSUB",null,"RCF","LN FAIRPORT - GENTRY 161 kV  ftlo LN PLMT - SUBT_UE 345 kV",null,null,"LN FAIRPORT - GENTRY 161 kV","LN PLMT - SUBT_UE 345 kV",null,"4/24/2017 10:54:00 AM -05:00"]
[22078,"TEMP27_22078",null,"INT","LN SOAL - SMAN 115 kV  ftlo LN MORR - MCDO 230 kV",null,null,"LN SOAL - SMAN 115 kV","LN MORR - MCDO 230 kV","8/25/2016 9:05:47 AM -05:00","5/1/2017 9:45:53 AM -05:00"]
[22464,"TEMP14_22464",null,"INT","XF FTTHOMP 345/1 kV  ftlo XF FTTHOMP 345/1 kV",null,null,"XF FTTHOMP 345/1 kV","XF FTTHOMP 345/1 kV","12/15/2016 1:42:12 PM -06:00","5/1/2017 9:45:53 AM -05:00"]
[22602,"TEMP06_22602",null,"INT","LN OVRLD_PK - MERRIAM2 161 kV  ftlo LN CRAIG - CEDAR_CR 161 kV",null,null,"LN OVRLD_PK - MERRIAM2 161 kV","LN CRAIG - CEDAR_CR 161 kV","2/24/2017 9:43:25 AM -06:00","5/1/2017 9:45:53 AM -05:00"]
[22603,"TEMP12_22603",null,"INT","LN LAR3821 - SPRGFLD 161 kV  ftlo LN FLINTCRK - BROOK_LN 345 kV",null,null,"LN LAR3821 - SPRGFLD 161 kV","LN FLINTCRK - BROOK_LN 345 kV","2/26/2017 2:33:25 AM -06:00","5/1/2017 9:45:53 AM -05:00"]
[22293,"TEMP40_22293",null,"INT","LN ATL1091 - CARTHAGE 161 kV  ftlo LN JOP3891 - TIP2921 161 kV",null,null,"LN ATL1091 - CARTHAGE 161 kV","LN JOP3891 - TIP2921 161 kV","10/25/2016 9:56:11 AM -05:00","5/1/2017 9:57:46 AM -05:00"]
[22336,"TEMP43_22336",null,"INT","LN HANCK - MUSKOGEE 161 kV  ftlo LN MUSKOGEE - FTSMTH 345 kV",null,null,"LN HANCK - MUSKOGEE 161 kV","LN MUSKOGEE - FTSMTH 345 kV","11/3/2016 12:42:47 PM -05:00","5/1/2017 9:57:46 AM -05:00"]
[22381,"TEMP90_22381",null,"INT","LN KNOLL1 - SALINE 115 kV  ftlo XF POSTROCK 345/230 kV",null,null,"LN KNOLL1 - SALINE 115 kV","XF POSTROCK 345/230 kV","11/22/2016 3:58:52 PM -06:00","5/1/2017 9:57:46 AM -05:00"]
[22527,"TEMP59_22527",null,"INT","LN COLHYDRO - CRESTON 115 kV  ftlo LN SHELLCRK - HOSKINS 345 kV",null,null,"LN COLHYDRO - CRESTON 115 kV","LN SHELLCRK - HOSKINS 345 kV","1/10/2017 9:06:44 PM -06:00","5/1/2017 9:57:46 AM -05:00"]
[22540,"TEMP86_22540",null,"INT","LN SHOOTSTR - GRNBUR1 115 kV  ftlo LN SPERVI1 - MULGRE2 230 kV",null,null,"LN SHOOTSTR - GRNBUR1 115 kV","LN SPERVI1 - MULGRE2 230 kV","1/18/2017 12:52:38 PM -06:00","5/1/2017 9:57:46 AM -05:00"]
[22629,"TEMP57_22629",null,"INT","LN HOCKERVL - MIAMI_1 161 kV  ftlo LN BLACKBRY - SPORTSMN 345 kV",null,null,"LN HOCKERVL - MIAMI_1 161 kV","LN BLACKBRY - SPORTSMN 345 kV","3/7/2017 11:41:46 AM -06:00","5/1/2017 9:57:46 AM -05:00"]
[22343,"TMP107_22343",null,"INT","LN GRISLD1 - W_COLMBS 230 kV  ftlo LN GRISLD1 - MCCOOL 345 kV",null,null,"LN GRISLD1 - W_COLMBS 230 kV","LN GRISLD1 - MCCOOL 345 kV","11/7/2016 11:07:29 AM -06:00","5/1/2017 9:57:47 AM -05:00"]
[20587,"TEMP36_20587",null,"INT","XF LP-SOUT2 230/69 kV  ftlo LN LUBBOCKE - LP-WADS6 230 kV",null,null,"XF LP-SOUT2 230/69 kV","LN LUBBOCKE - LP-WADS6 230 kV","10/14/2014 5:47:41 PM -05:00","5/3/2017 4:16:39 PM -05:00"]
[21775,"TMP125_21775",null,"INT","LN SHAYS - MULGRE2 230 kV  ftlo XF POSTROCK 345/230 kV",null,null,"LN SHAYS - MULGRE2 230 kV","XF POSTROCK 345/230 kV","4/18/2016 2:01:24 AM -05:00","5/3/2017 4:16:39 PM -05:00"]
[21965,"TMP118_21965",null,"INT","LN STILWELL - REDEL5 161 kV  ftlo LN STILWELL - PECULIA7 345 kV",null,null,"LN STILWELL - REDEL5 161 kV","LN STILWELL - PECULIA7 345 kV","7/5/2016 7:02:08 PM -05:00","5/3/2017 4:16:39 PM -05:00"]
[21980,"TMP124_21980",null,"INT","LN KELL - TECH 161 kV  ftlo XF FAIRPORT 345/161 kV",null,null,"LN KELL - TECH 161 kV","XF FAIRPORT 345/161 kV","7/8/2016 1:01:21 AM -05:00","5/3/2017 4:16:39 PM -05:00"]
[22203,"TEMP32_22203",null,"INT","LN BUCKNER7 - SPERVI1 345 kV  ftlo LN SETAB1 - MINGO1 345 kV",null,null,"LN BUCKNER7 - SPERVI1 345 kV","LN SETAB1 - MINGO1 345 kV","10/3/2016 6:32:18 AM -05:00","5/3/2017 4:16:39 PM -05:00"]
[22342,"TMP106_22342",null,"INT","LN LEC - MIDJ 115 kV  ftlo LN LAWH - MIDJ 230 kV",null,null,"LN LEC - MIDJ 115 kV","LN LAWH - MIDJ 230 kV","11/7/2016 7:59:58 AM -06:00","5/3/2017 4:16:39 PM -05:00"]
[22412,"TEMP62_22412",null,"INT","LN KELL - TECH 161 kV  ftlo LN ST_JOE - NASHUA 345 kV",null,null,"LN KELL - TECH 161 kV","LN ST_JOE - NASHUA 345 kV","12/5/2016 2:01:20 PM -06:00","5/3/2017 4:16:39 PM -05:00"]
[22473,"TEMP04_22473",null,"INT","LN SMAN - MCDO 115 kV  ftlo LN JEFF - SUMM 345 kV",null,null,"LN SMAN - MCDO 115 kV","LN JEFF - SUMM 345 kV","12/22/2016 1:25:26 PM -06:00","5/3/2017 4:16:39 PM -05:00"]
[22513,"TEMP48_22513",null,"INT","LN ASB3491 - PUR421 161 kV  ftlo LN NSES - RAM452 161 kV",null,null,"LN ASB3491 - PUR421 161 kV","LN NSES - RAM452 161 kV","1/7/2017 3:19:10 AM -06:00","5/3/2017 4:16:39 PM -05:00"]
[22578,"TEMP87_22578",null,"INT","LN GI_SUB-D - GRISLD1 115 kV  ftlo LN SWEETW4 - GRISLD1 345 kV",null,null,"LN GI_SUB-D - GRISLD1 115 kV","LN SWEETW4 - GRISLD1 345 kV","2/7/2017 1:07:46 AM -06:00","5/3/2017 4:16:39 PM -05:00"]
[21734,"TMP169_21734",null,"INT",null,null,null,"LN HAYBUTTE - LCGASPLT 115 kV",null,null,"5/3/2017 4:28:39 PM -05:00"]
[22403,"TMP168_22403",null,"INT","LN LACYGNE - N345 345 kV  ftlo LN LACYGNE - W_GARDNR 345 kV",null,null,"LN LACYGNE - N345 345 kV","LN LACYGNE - W_GARDNR 345 kV","11/30/2016 9:40:56 AM -06:00","5/3/2017 4:28:39 PM -05:00"]
[22448,"TMP252_22448",null,"INT","XF TARBY1 161/69 kV  ftlo LN AES5 - BONTP 161 kV",null,null,"XF TARBY1 161/69 kV","LN AES5 - BONTP 161 kV","12/12/2016 9:52:17 PM -06:00","5/3/2017 4:28:40 PM -05:00"]
[22514,"TMP213_22514",null,"INT","LN COLBY3 - ATWOOD 115 kV  ftlo LN MINGO1 - SETAB1 345 kV",null,null,"LN COLBY3 - ATWOOD 115 kV","LN MINGO1 - SETAB1 345 kV","1/7/2017 6:18:16 AM -06:00","5/3/2017 4:28:40 PM -05:00"]
[22553,"TMP242_22553",null,"INT","LN ASB3491 - CJ366 161 kV  ftlo LN ASB3491 - PUR421 161 kV",null,null,"LN ASB3491 - CJ366 161 kV","LN ASB3491 - PUR421 161 kV","1/26/2017 4:32:14 PM -06:00","5/3/2017 4:28:40 PM -05:00"]
[22576,"TMP214_22576",null,"INT","LN GRDVWE - LNGVW1 161 kV  ftlo LN SIBLEY - PHILL 345 kV",null,null,"LN GRDVWE - LNGVW1 161 kV","LN SIBLEY - PHILL 345 kV","2/6/2017 1:08:17 AM -06:00","5/3/2017 4:28:40 PM -05:00"]
[22588,"TMP221_22588",null,"INT","XF WDRNG1 345/138 kV  ftlo LN WDRNG1 - MATHWSN7 345 kV",null,null,"XF WDRNG1 345/138 kV","LN WDRNG1 - MATHWSN7 345 kV","2/14/2017 12:46:36 PM -06:00","5/3/2017 4:28:40 PM -05:00"]
[20500,"TMP104_20500",null,"RCF","XF SIOUXCY 230/1 kV  ftlo LN INTRCHG - RAUN 161 kV",null,null,"XF SIOUXCY 230/1 kV","LN INTRCHG - RAUN 161 kV","9/2/2014 5:53:10 PM -05:00","5/4/2017 3:20:54 PM -05:00"]
[21958,"TEMP76_21958",null,"RCF","LN WARDWA - BISMARK2 230 kV  ftlo LN CENTER2 - PRAIRIE2 345 kV",null,null,"LN WARDWA - BISMARK2 230 kV","LN CENTER2 - PRAIRIE2 345 kV","7/5/2016 8:20:40 AM -05:00","5/4/2017 3:20:54 PM -05:00"]
[22322,"TMP144_22322",null,"RCF","LN LACYGNE - STILWELL 345 kV  ftlo LN LACYGNE - W_GARDNR 345 kV",null,null,"LN LACYGNE - STILWELL 345 kV","LN LACYGNE - W_GARDNR 345 kV","11/1/2016 11:33:42 AM -05:00","5/4/2017 3:20:54 PM -05:00"]
[22476,"TEMP33_22476",null,"RCF","LN LACYGNE - N345 345 kV  ftlo LN CAN_RIVR - N345 345 kV",null,null,"LN LACYGNE - N345 345 kV","LN CAN_RIVR - N345 345 kV","12/23/2016 1:01:36 AM -06:00","5/4/2017 3:20:54 PM -05:00"]
[22568,"TMP146_22568",null,"RCF","LN PLYMOTH - SIOUXCY 161 kV  ftlo LN RAUN - SIOUXCY 345 kV",null,null,"LN PLYMOTH - SIOUXCY 161 kV","LN RAUN - SIOUXCY 345 kV","2/2/2017 1:32:30 PM -06:00","5/4/2017 3:20:54 PM -05:00"]
[22573,"TMP140_22573",null,"RCF","XF FTSMTH 345/161 kV  ftlo LN PITTSB9 - VALLIANT 345 kV",null,null,"XF FTSMTH 345/161 kV","LN PITTSB9 - VALLIANT 345 kV","2/3/2017 3:34:44 PM -06:00","5/4/2017 3:20:54 PM -05:00"]
[22426,"TMP226_22426",null,"RCF","XF NASHUA 345/1 kV  ftlo LN STRA - 87TH_ST 345 kV",null,null,"XF NASHUA 345/1 kV","LN STRA - 87TH_ST 345 kV","12/8/2016 12:51:53 PM -06:00","5/4/2017 3:20:55 PM -05:00"]
[22566,"TMP151_22566",null,"RCF","XF WHITE 345/1 kV  ftlo LN WHITE - WATERTN 345 kV",null,null,"XF WHITE 345/1 kV","LN WHITE - WATERTN 345 kV","2/2/2017 4:22:42 PM -06:00","5/4/2017 3:20:55 PM -05:00"]
[22129,"TEMP85_22129",null,"RCF","LN COYOTEM - WESTMLND 115 kV  ftlo LN ANTELOP - ROUNDUP 345 kV",null,null,"LN COYOTEM - WESTMLND 115 kV","LN ANTELOP - ROUNDUP 345 kV","9/12/2016 2:10:27 PM -05:00","5/9/2017 10:30:58 PM -05:00"]
[22373,"TMP256_22373",null,"RCF","LN TRIBOJI - WPT2 69 kV  ftlo LN CAYLER - WISDOMCB 161 kV",null,null,"LN TRIBOJI - WPT2 69 kV","LN CAYLER - WISDOMCB 161 kV","11/18/2016 5:14:42 PM -06:00","5/9/2017 10:30:58 PM -05:00"]
[22801,"TMP151_22801",null,"CFG","LN STCK_SPA - MORGAN 161 kV  ftlo LN MRGN_345 - BROOK_LN 345 kV",null,null,"LN STCK_SPA - MORGAN 161 kV","LN MRGN_345 - BROOK_LN 345 kV","5/6/2017 2:50:41 AM -05:00","5/10/2017 10:37:18 AM -05:00"]
[22717,"TEMP61_22717",null,"RCF","XF MCADMS 500/1 kV  ftlo LN LAKOVR - MCADMS 500 kV",null,null,"XF MCADMS 500/1 kV","LN LAKOVR - MCADMS 500 kV","4/14/2017 9:28:52 PM -05:00","5/11/2017 1:40:25 PM -05:00"]
[22625,"TMP270_22625",null,"INT","LN NHUNTING - WBOONVIL 161 kV  ftlo LN GRANDPR5 - BRANCHOG 161 kV",null,null,"LN NHUNTING - WBOONVIL 161 kV","LN GRANDPR5 - BRANCHOG 161 kV","3/6/2017 7:14:28 PM -06:00","5/22/2017 3:17:40 PM -05:00"]
[22707,"TMP189_22707",null,"INT","LN BOYD - CDRLN 138 kV  ftlo LN 134PENTP - WESTMOR4 138 kV",null,null,"LN BOYD - CDRLN 138 kV","LN 134PENTP - WESTMOR4 138 kV","4/7/2017 11:07:48 PM -05:00","5/22/2017 3:17:40 PM -05:00"]
[22741,"TMP255_22741",null,"INT","LN OGALALA - G_GENT1 230 kV  ftlo XF STEGALL 345/1 kV",null,null,"LN OGALALA - G_GENT1 230 kV","XF STEGALL 345/1 kV","4/20/2017 3:19:52 PM -05:00","5/22/2017 3:17:40 PM -05:00"]
[22775,"TMP258_22775",null,"INT","LN STULT - MOCK 115 kV  ftlo LN SWIS - LAWH 230 kV",null,null,"LN STULT - MOCK 115 kV","LN SWIS - LAWH 230 kV","5/1/2017 1:45:34 AM -05:00","5/22/2017 3:17:40 PM -05:00"]
[22794,"TMP107_22794",null,"INT","XF STORLA 230/1 kV  ftlo LN WESSPRNG - FTTHOMP 230 kV",null,null,"XF STORLA 230/1 kV","LN WESSPRNG - FTTHOMP 230 kV","5/3/2017 3:16:34 PM -05:00","5/22/2017 3:17:40 PM -05:00"]
[22812,"TEMP04_22812",null,"INT","LN KILDR - CKSKI1 138 kV  ftlo LN WICH - VIOLA7 345 kV",null,null,"LN KILDR - CKSKI1 138 kV","LN WICH - VIOLA7 345 kV","5/12/2017 5:46:49 PM -05:00","5/22/2017 3:17:40 PM -05:00"]
[21113,"TEMP98_21113",null,"RCF","XF SHEFFLD1 161/69 kV  ftlo LN SHEFFLD1 - HAMP_TP 161 kV",null,null,"XF SHEFFLD1 161/69 kV","LN SHEFFLD1 - HAMP_TP 161 kV","7/24/2015 12:13:39 PM -05:00","5/22/2017 3:29:44 PM -05:00"]
[22837,"TMP151_22837",null,"INT","LN SHERMAN - DALLAM 115 kV  ftlo LN RB_SPRLK - MOORE_CO 115 kV",null,null,"LN SHERMAN - DALLAM 115 kV","LN RB_SPRLK - MOORE_CO 115 kV","5/18/2017 6:55:16 PM -05:00","5/22/2017 3:29:44 PM -05:00"]
[21789,"TMP143_21789",null,"INT","LN NASH_MPS - LBRTYWT5 161 kV  ftlo LN NASHUA - HAWTHORN 345 kV",null,null,"LN NASH_MPS - LBRTYWT5 161 kV","LN NASHUA - HAWTHORN 345 kV","4/24/2016 10:57:22 AM -05:00","5/22/2017 3:41:42 PM -05:00"]
[22176,"TMP261_22176",null,"INT","XF STORLA 230/1 kV  ftlo LN STORLA - HANLON 230 kV",null,null,"XF STORLA 230/1 kV","LN STORLA - HANLON 230 kV","9/23/2016 5:16:46 PM -05:00","5/22/2017 3:41:42 PM -05:00"]
[22607,"TMP160_22607",null,"INT","LN HOYT - HOYTJ_SO 115 kV  ftlo LN HOYT - STRA 345 kV",null,null,"LN HOYT - HOYTJ_SO 115 kV","LN HOYT - STRA 345 kV","2/27/2017 7:37:50 PM -06:00","5/22/2017 3:41:42 PM -05:00"]
[21723,"TEMP29_21723",null,"INT","LN NASHUA - ROANRDGE 161 kV  ftlo LN NASHUA - HAWTHORN 345 kV",null,null,"LN NASHUA - ROANRDGE 161 kV","LN NASHUA - HAWTHORN 345 kV","3/29/2016 1:44:29 PM -05:00","5/22/2017 3:53:33 PM -05:00"]
[22077,"TEMP41_22077",null,"INT","LN STULT - MOCK 115 kV  ftlo LN HOYT - STRA 345 kV",null,null,"LN STULT - MOCK 115 kV","LN HOYT - STRA 345 kV","8/24/2016 8:36:34 PM -05:00","5/22/2017 3:53:33 PM -05:00"]
[22652,"TMP115_22652",null,"INT","LN ATL1091 - CARTHAGE 161 kV  ftlo LN ASB3491 - PUR421 161 kV",null,null,"LN ATL1091 - CARTHAGE 161 kV","LN ASB3491 - PUR421 161 kV","3/15/2017 11:01:15 PM -05:00","5/22/2017 3:53:33 PM -05:00"]
[22768,"TMP102_22768",null,"INT","LN WOLFFORT - TERRY_CO 115 kV  ftlo LN TOLKSUB - YOAKUM 230 kV",null,null,"LN WOLFFORT - TERRY_CO 115 kV","LN TOLKSUB - YOAKUM 230 kV","4/28/2017 3:24:16 PM -05:00","5/22/2017 3:53:33 PM -05:00"]
[22500,"TMP264_22500",null,"INT","LN BUTL - ALTO 138 kV  ftlo LN LACYGNE - N345 345 kV",null,null,"LN BUTL - ALTO 138 kV","LN LACYGNE - N345 345 kV","1/4/2017 4:49:48 PM -06:00","5/22/2017 3:53:34 PM -05:00"]
[22595,"TMP134_22595",null,"INT","LN NRTHEAST - CROSTOWN 161 kV  ftlo LN NRTHEAST - GRAND_AV 161 kV",null,null,"LN NRTHEAST - CROSTOWN 161 kV","LN NRTHEAST - GRAND_AV 161 kV","2/17/2017 10:25:42 AM -06:00","5/22/2017 3:53:34 PM -05:00"]
[22638,"TMP202_22638",null,"INT","LN OVRLD_PK - MERRIAM2 161 kV  ftlo LN CEDAR_CR - GRNWOOD 161 kV",null,null,"LN OVRLD_PK - MERRIAM2 161 kV","LN CEDAR_CR - GRNWOOD 161 kV","3/9/2017 2:15:40 AM -06:00","5/22/2017 3:53:34 PM -05:00"]
[22674,"TMP132_22674",null,"INT","LN CARTHAGE - LAR3821 161 kV  ftlo LN BEAVER1 - EURK_SPA 161 kV",null,null,"LN CARTHAGE - LAR3821 161 kV","LN BEAVER1 - EURK_SPA 161 kV","3/24/2017 8:51:00 PM -05:00","5/22/2017 3:53:34 PM -05:00"]
[22678,"TMP136_22678",null,"INT","LN MOORLN1 - CEDRDAL 138 kV  ftlo LN MOORLN1 - GLMTN 138 kV",null,null,"LN MOORLN1 - CEDRDAL 138 kV","LN MOORLN1 - GLMTN 138 kV","3/29/2017 12:09:28 PM -05:00","5/22/2017 3:53:34 PM -05:00"]
[1063,"BLKJASBRKFLT",null,"RCF","LN BLACKBRY - JASPER7 345 kV  ftlo LN FLINTCRK - BROOK_LN 345 kV",null,null,"LN BLACKBRY - JASPER7 345 kV","LN FLINTCRK - BROOK_LN 345 kV","10/6/2016 5:01:08 PM -05:00","5/26/2017 3:55:27 PM -05:00"]
[1634,"BLLVOLWBNVOL",null,"RCF","LN VOLUNT1 - BULLR1 500 kV  ftlo LN VOLUNT1 - WBNP11 500 kV",null,null,"LN VOLUNT1 - BULLR1 500 kV","LN VOLUNT1 - WBNP11 500 kV","6/1/2017 11:14:46 AM -05:00","5/26/2017 3:55:27 PM -05:00"]
[1644,"BLLVOL__PTDF",null,"RCF",null,null,null,"LN BULLR1 - VOLUNT1 500 kV",null,"6/1/2017 11:14:46 AM -05:00","5/26/2017 3:55:27 PM -05:00"]
[2602,"BHAFREINDDEL",null,"RCF","LN BHAM_STE - FREPT7 500 kV  ftlo LN INDEP2 - DELL 500 kV",null,null,"LN BHAM_STE - FREPT7 500 kV","LN INDEP2 - DELL 500 kV","6/1/2017 11:14:46 AM -05:00","5/26/2017 3:55:27 PM -05:00"]
[2627,"BFNW-PMILBNP",null,"RCF","LN BFNP1 - W-PONT 500 kV  ftlo LN MILLER1 - LOWNDE1 500 kV",null,null,"LN BFNP1 - W-PONT 500 kV","LN MILLER1 - LOWNDE1 500 kV","6/1/2017 11:14:46 AM -05:00","5/26/2017 3:55:27 PM -05:00"]
[5003,"BRKCLAVALPIT",null,"CFG","LN BRKN_BOW - BETHL_TP 138 kV  ftlo LN VALLIANT - PITTSB9 345 kV",null,null,"LN BRKN_BOW - BETHL_TP 138 kV","LN VALLIANT - PITTSB9 345 kV","6/1/2017 11:14:46 AM -05:00","5/26/2017 3:55:27 PM -05:00"]
[5043,"BENCHIBOESTE",null,"RCF","LN BENT - CHIS 138 kV  ftlo LN STEA - BOEI 138 kV",null,null,"LN BENT - CHIS 138 kV","LN STEA - BOEI 138 kV","6/1/2017 11:14:46 AM -05:00","5/26/2017 3:55:27 PM -05:00"]
[5364,"BRKXF1BRKXF2",null,"RCF","XF BROOK_LN 345/161 kV  ftlo XF BROOK_LN 345/161 kV",null,null,"XF BROOK_LN 345/161 kV","XF BROOK_LN 345/161 kV","6/1/2017 11:14:47 AM -05:00","5/26/2017 3:55:27 PM -05:00"]
[5402,"BRKXF2BRKXF1",null,"RCF","XF BROOK_LN 345/161 kV  ftlo XF BROOK_LN 345/161 kV",null,null,"XF BROOK_LN 345/161 kV","XF BROOK_LN 345/161 kV","6/1/2017 11:14:47 AM -05:00","5/26/2017 3:55:27 PM -05:00"]
[5525,"BONHACAESTAR",null,"INT","LN BONANZA - HACKETT 161 kV  ftlo LN TARBY1 - AES5 161 kV",null,null,"LN BONANZA - HACKETT 161 kV","LN TARBY1 - AES5 161 kV","6/1/2017 11:14:46 AM -05:00","5/26/2017 3:55:27 PM -05:00"]
[5564,"BUKSPRFINHIT",null,"RCF","LN BUCKNER7 - SPERVI1 345 kV  ftlo LN FINNEY1 - HITCH 345 kV",null,null,"LN BUCKNER7 - SPERVI1 345 kV","LN FINNEY1 - HITCH 345 kV","6/1/2017 11:14:47 AM -05:00","5/26/2017 3:55:27 PM -05:00"]
[5588,"BRKLOUBRKCRK",null,"INT","LN BROKENB - LOUPCTY 115 kV  ftlo LN BROKENB - C_CREEK 115 kV",null,null,"LN BROKENB - LOUPCTY 115 kV","LN BROKENB - C_CREEK 115 kV","7/1/2016 12:02:22 AM -05:00","5/26/2017 3:55:27 PM -05:00"]
[5605,"BENCHIBENWIC",null,"INT","LN BENT - CHIS 138 kV  ftlo LN BENT - WICH 345 kV",null,null,"LN BENT - CHIS 138 kV","LN BENT - WICH 345 kV","7/1/2016 12:02:23 AM -05:00","5/26/2017 3:55:27 PM -05:00"]
[6331,"BUL5MI4CL5CL",null,"RCF","LN BULL_SHL - MIDWA2 161 kV  ftlo XF CLK 161/138 kV",null,null,"LN BULL_SHL - MIDWA2 161 kV","XF CLK 161/138 kV","4/30/2015 11:03:58 PM -05:00","5/26/2017 3:55:27 PM -05:00"]
[1328,"BULMIDANOPLE",null,"RCF","LN BULL_SHL - MIDWA2 161 kV  ftlo LN ARK_NU - PLS_HL 500 kV",null,null,"LN BULL_SHL - MIDWA2 161 kV","LN ARK_NU - PLS_HL 500 kV","8/20/2014 5:39:52 PM -05:00","5/26/2017 3:55:28 PM -05:00"]
[2286,"BURMUNDUMWIL",null,"RCF","LN BURNHAM - MUNSTER 345 kV  ftlo LN WILTON00 - DUMONT 765 kV",null,null,"LN BURNHAM - MUNSTER 345 kV","LN WILTON00 - DUMONT 765 kV","6/1/2017 11:14:48 AM -05:00","5/26/2017 3:55:28 PM -05:00"]
[2614,"BULVOLVOLWBN",null,"RCF","LN BULLR1 - VOLUNT1 500 kV  ftlo LN WBNP11 - VOLUNT1 500 kV",null,null,"LN BULLR1 - VOLUNT1 500 kV","LN WBNP11 - VOLUNT1 500 kV","6/1/2017 11:14:48 AM -05:00","5/26/2017 3:55:28 PM -05:00"]
[5056,"CARLPDLUBWOL",null,"INT","LN CARLISLE - DOUD 115 kV  ftlo LN LUBBOCKS - WOLFFORT 230 kV",null,null,"LN CARLISLE - DOUD 115 kV","LN LUBBOCKS - WOLFFORT 230 kV","6/1/2017 11:14:49 AM -05:00","5/26/2017 3:55:28 PM -05:00"]
[5438,"CALNORANOFTS",null,"CFG","LN CALICO - NORFORK 161 kV  ftlo LN ARK_NU - FTSMTH 500 kV",null,null,"LN CALICO - NORFORK 161 kV","LN ARK_NU - FTSMTH 500 kV","6/1/2017 11:14:48 AM -05:00","5/26/2017 3:55:28 PM -05:00"]
[5439,"CALNORHOLIND",null,"CFG","LN CALICO - NORFORK 161 kV  ftlo LN INDEP2 - HOLBOT 500 kV",null,null,"LN CALICO - NORFORK 161 kV","LN INDEP2 - HOLBOT 500 kV","6/1/2017 11:14:48 AM -05:00","5/26/2017 3:55:28 PM -05:00"]
[5440,"CALNORINDDEL",null,"CFG","LN CALICO - NORFORK 161 kV  ftlo LN INDEP2 - DELL 500 kV",null,null,"LN CALICO - NORFORK 161 kV","LN INDEP2 - DELL 500 kV","6/1/2017 11:14:49 AM -05:00","5/26/2017 3:55:28 PM -05:00"]
[5608,"CARSANRIVEXP",null,"INT","LN 12_CAR_T - SAND_SPG 138 kV  ftlo LN RIVRSIDE - EXGLN4 138 kV",null,null,"LN 12_CAR_T - SAND_SPG 138 kV","LN RIVRSIDE - EXGLN4 138 kV","7/1/2016 12:02:24 AM -05:00","5/26/2017 3:55:28 PM -05:00"]
[5619,"CARXFRALLLUB",null,"INT","XF CARLISLE 230/115 kV  ftlo LN LUBBOCKS - ALLEN2 115 kV",null,null,"XF CARLISLE 230/115 kV","LN LUBBOCKS - ALLEN2 115 kV","6/1/2017 11:14:49 AM -05:00","5/26/2017 3:55:28 PM -05:00"]
[5621,"BURHANEMESHE",null,"RCF","LN BURT - HANCOCK2 161 kV  ftlo LN SHEFFLD1 - EMERY 161 kV",null,null,"LN BURT - HANCOCK2 161 kV","LN SHEFFLD1 - EMERY 161 kV","6/1/2017 11:14:48 AM -05:00","5/26/2017 3:55:28 PM -05:00"]
[6214,"BUNHASCOOSTJ",null,"RCF","LN BUNGE - HASTING 161 kV  ftlo LN COOPER - ST_JOE 345 kV",null,null,"LN BUNGE - HASTING 161 kV","LN COOPER - ST_JOE 345 kV","6/1/2017 11:14:48 AM -05:00","5/26/2017 3:55:28 PM -05:00"]
[6238,"BUNHASSTJCOO",null,"RCF","LN BUNGE - HASTING 161 kV  ftlo LN COOPER - FAIRPORT 345 kV",null,null,"LN BUNGE - HASTING 161 kV","LN COOPER - FAIRPORT 345 kV","6/1/2017 11:14:48 AM -05:00","5/26/2017 3:55:28 PM -05:00"]
[6332,"BUL5MI5GR5ST",null,"RCF","LN BULL_SHL - MIDWA2 161 kV  ftlo LN ST_FRAN - GRN_FRST 161 kV",null,null,"LN BULL_SHL - MIDWA2 161 kV","LN ST_FRAN - GRN_FRST 161 kV","4/30/2015 11:03:58 PM -05:00","5/26/2017 3:55:28 PM -05:00"]
[6723,"BULMIDBUFNOR",null,"RCF","LN BULL_SHL - MIDWA2 161 kV  ftlo LN BUFRDTP5 - BULL_SHL 161 kV",null,null,"LN BULL_SHL - MIDWA2 161 kV","LN BUFRDTP5 - BULL_SHL 161 kV","8/20/2014 4:33:54 PM -05:00","5/26/2017 3:55:28 PM -05:00"]
[6813,"BULMIDKEOHOL",null,"RCF","LN BULL_SHL - MIDWA2 161 kV  ftlo LN KEO - HOLBOT 500 kV",null,null,"LN BULL_SHL - MIDWA2 161 kV","LN KEO - HOLBOT 500 kV","8/20/2014 4:33:55 PM -05:00","5/26/2017 3:55:28 PM -05:00"]
[6916,"CARLAYELDMOL",null,"RCF","LN CAROLL - LAYFLD_C 230 kV  ftlo LN EL_EHV - MOLIVE 500 kV",null,null,"LN CAROLL - LAYFLD_C 230 kV","LN EL_EHV - MOLIVE 500 kV","8/1/2016 11:09:03 PM -05:00","5/26/2017 3:55:28 PM -05:00"]
[1620,"CBLDVSCBLJVL",null,"RCF","LN CUMBER1 - DAVIDS1 500 kV  ftlo LN CUMBER1 - JVILLE1 500 kV",null,null,"LN CUMBER1 - DAVIDS1 500 kV","LN CUMBER1 - JVILLE1 500 kV","6/1/2017 11:14:49 AM -05:00","5/26/2017 3:55:29 PM -05:00"]
[5005,"CATXFRCATXFR",null,"RCF","XF CATSAGR5 161/138 kV  ftlo XF CATSAGR5 161/138 kV",null,null,"XF CATSAGR5 161/138 kV","XF CATSAGR5 161/138 kV","6/1/2017 11:14:49 AM -05:00","5/26/2017 3:55:29 PM -05:00"]
[5324,"CEDCANMIDFRA",null,"CFG","LN CDRLN - CANDN 138 kV  ftlo LN MDWST - FRNKLN1 138 kV",null,null,"LN CDRLN - CANDN 138 kV","LN MDWST - FRNKLN1 138 kV","6/1/2017 11:14:49 AM -05:00","5/26/2017 3:55:29 PM -05:00"]
[5501,"CBLS56ROLMAD",null,"RCF","LN CBLUFFS - SUB3456 345 kV  ftlo LN ROLLHILS - MADNCO 345 kV",null,null,"LN CBLUFFS - SUB3456 345 kV","LN ROLLHILS - MADNCO 345 kV","6/1/2017 11:14:49 AM -05:00","5/26/2017 3:55:29 PM -05:00"]
[5502,"CBLS56FALGRI",null,"RCF","LN CBLUFFS - SUB3456 345 kV  ftlo LN FALLOWAV - GRIMES 345 kV",null,null,"LN CBLUFFS - SUB3456 345 kV","LN FALLOWAV - GRIMES 345 kV","6/1/2017 11:14:49 AM -05:00","5/26/2017 3:55:29 PM -05:00"]
[6290,"CENMANCENJAM",null,"CFG","LN MANDAN - RGHRIDER 230 kV  ftlo LN JMSTNOTP - CENTER2 345 kV",null,null,"LN MANDAN - RGHRIDER 230 kV","LN JMSTNOTP - CENTER2 345 kV","6/1/2017 11:14:49 AM -05:00","5/26/2017 3:55:29 PM -05:00"]
[3245,"CHESILNELELC",null,"RCF","LN CHERRYV - SILVERL0 345 kV  ftlo LN NELSON01 - ELECTJN 345 kV",null,null,"LN CHERRYV - SILVERL0 345 kV","LN NELSON01 - ELECTJN 345 kV","6/1/2017 11:14:50 AM -05:00","5/26/2017 3:55:30 PM -05:00"]
[552,"CHERRYSILVER",null,"RCF",null,null,null,"LN CHERRYV - SILVERL0 345 kV",null,"6/1/2017 11:14:50 AM -05:00","5/26/2017 3:55:30 PM -05:00"]
[6235,"CENTERJMSTNO",null,"RCF",null,null,null,"LN CENTER2 - JMSTNOTP 345 kV",null,"6/1/2017 11:14:50 AM -05:00","5/26/2017 3:55:30 PM -05:00"]
[6322,"CENMANJAMBIS",null,"CFG","LN MANDAN - RGHRIDER 230 kV  ftlo LN BISON_3 - BUFFALO2 345 kV",null,null,"LN MANDAN - RGHRIDER 230 kV","LN BISON_3 - BUFFALO2 345 kV","6/1/2017 11:14:49 AM -05:00","5/26/2017 3:55:30 PM -05:00"]
[6323,"CHEHSVARKFTS",null,"RCF","LN CHETAX - HSVILG 115 kV  ftlo LN ARK_NU - FTSMTH 500 kV",null,null,"LN CHETAX - HSVILG 115 kV","LN ARK_NU - FTSMTH 500 kV","6/1/2017 11:14:50 AM -05:00","5/26/2017 3:55:30 PM -05:00"]
[6614,"CHEHOTRUSDAR",null,"RCF","LN CHETAX - HSVILG 115 kV  ftlo LN RUSL_S - DARD_D 161 kV",null,null,"LN CHETAX - HSVILG 115 kV","LN RUSL_S - DARD_D 161 kV","7/1/2016 12:02:20 AM -05:00","5/26/2017 3:55:30 PM -05:00"]
[1319,"COULEWANOFTS",null,"RCF","LN COUCH - LEWISV 115 kV  ftlo LN ARK_NU - FTSMTH 500 kV",null,null,"LN COUCH - LEWISV 115 kV","LN ARK_NU - FTSMTH 500 kV","4/7/2016 3:01:48 PM -05:00","5/26/2017 3:55:31 PM -05:00"]
[1357,"COULEWDOLSWS",null,"RCF","LN COUCH - LEWISV 115 kV  ftlo LN DOLET - SWSHREV 345 kV",null,null,"LN COUCH - LEWISV 115 kV","LN DOLET - SWSHREV 345 kV","4/7/2016 3:01:48 PM -05:00","5/26/2017 3:55:31 PM -05:00"]
[1666,"COOFAISTJCOO",null,"RCF","LN COOPER - FAIRPORT 345 kV  ftlo LN COOPER - ST_JOE 345 kV",null,null,"LN COOPER - FAIRPORT 345 kV","LN COOPER - ST_JOE 345 kV","6/1/2017 11:14:50 AM -05:00","5/26/2017 3:55:31 PM -05:00"]
[2428,"CRESTJMUNBUR",null,"RCF","LN CRETE_EC - ST_JOHN 345 kV  ftlo LN BURNHAM - MUNSTER 345 kV",null,null,"LN CRETE_EC - ST_JOHN 345 kV","LN BURNHAM - MUNSTER 345 kV","6/1/2017 11:14:51 AM -05:00","5/26/2017 3:55:31 PM -05:00"]
[2430,"CRESTJMULTI1",null,"RCF","LN CRETE_EC - ST_JOHN 345 kV  ftlo LN MUNSTER - BURNHAM 345 kV",null,null,"LN CRETE_EC - ST_JOHN 345 kV","LN MUNSTER - BURNHAM 345 kV","6/1/2017 11:14:51 AM -05:00","5/26/2017 3:55:31 PM -05:00"]
[2431,"CRESTJMULTI2",null,"RCF","LN CRETE_EC - ST_JOHN 345 kV  ftlo LN SHEFFLD2 - BURNHAM 345 kV",null,null,"LN CRETE_EC - ST_JOHN 345 kV","LN SHEFFLD2 - BURNHAM 345 kV","6/1/2017 11:14:51 AM -05:00","5/26/2017 3:55:31 PM -05:00"]
[2432,"CRESTJMULTI3",null,"RCF","LN CRETE_EC - ST_JOHN 345 kV  ftlo XF WILTON00 765/345 kV",null,null,"LN CRETE_EC - ST_JOHN 345 kV","XF WILTON00 765/345 kV","6/1/2017 11:14:51 AM -05:00","5/26/2017 3:55:31 PM -05:00"]
[2436,"CRESTJMULTI4",null,"RCF","LN CRETE_EC - ST_JOHN 345 kV  ftlo LN STATELIN - WOLFLAKE 138 kV",null,null,"LN CRETE_EC - ST_JOHN 345 kV","LN STATELIN - WOLFLAKE 138 kV","6/1/2017 11:14:51 AM -05:00","5/26/2017 3:55:31 PM -05:00"]
[2438,"CRESTJMULTI5",null,"RCF","LN CRETE_EC - ST_JOHN 345 kV  ftlo LN SHEFFLD2 - BURNHAM 345 kV",null,null,"LN CRETE_EC - ST_JOHN 345 kV","LN SHEFFLD2 - BURNHAM 345 kV","6/1/2017 11:14:51 AM -05:00","5/26/2017 3:55:31 PM -05:00"]
[2618,"CHOFREFCYRVB",null,"RCF","LN CHOCTAW - FRENCHCP 500 kV  ftlo LN RVB - FCY 230 kV",null,null,"LN CHOCTAW - FRENCHCP 500 kV","LN RVB - FCY 230 kV","6/1/2017 11:14:50 AM -05:00","5/26/2017 3:55:31 PM -05:00"]
[2619,"CORFRECHO8CL",null,"RCF","LN CORDOV1 - FREPT7 500 kV  ftlo LN 8CLAY - CHOCTAW 500 kV",null,null,"LN CORDOV1 - FREPT7 500 kV","LN 8CLAY - CHOCTAW 500 kV","6/1/2017 11:14:50 AM -05:00","5/26/2017 3:55:31 PM -05:00"]
[2975,"CRESTJDUMWIL",null,"RCF","LN CRETE_EC - ST_JOHN 345 kV  ftlo LN MUNSTER - BURNHAM 345 kV",null,null,"LN CRETE_EC - ST_JOHN 345 kV","LN MUNSTER - BURNHAM 345 kV","6/1/2017 11:14:51 AM -05:00","5/26/2017 3:55:31 PM -05:00"]
[3387,"CLAMARCOOSTJ",null,"RCF","LN CLARNDA - MRYVL_SJ 161 kV  ftlo LN COOPER - ST_JOE 345 kV",null,null,"LN CLARNDA - MRYVL_SJ 161 kV","LN COOPER - ST_JOE 345 kV","7/1/2016 12:02:20 AM -05:00","5/26/2017 3:55:31 PM -05:00"]
[5008,"CRAASHVALLYD",null,"RCF","LN CRAIG_J - W_ASHDWN 138 kV  ftlo LN VALLIANT - LYDIA 345 kV",null,null,"LN CRAIG_J - W_ASHDWN 138 kV","LN VALLIANT - LYDIA 345 kV","6/1/2017 11:14:51 AM -05:00","5/26/2017 3:55:31 PM -05:00"]
[505,"CORNELQUAH47",null,"RCF","LN QUADCITY - CORDOMEC 345 kV  ftlo LN QUADCITY - H471ESS 345 kV",null,null,"LN QUADCITY - CORDOMEC 345 kV","LN QUADCITY - H471ESS 345 kV","6/1/2017 11:14:50 AM -05:00","5/26/2017 3:55:31 PM -05:00"]
[514,"CORNELNELH47",null,"RCF","LN CORDOVA1 - NELSON01 345 kV  ftlo LN H471ESS - NELSON01 345 kV",null,null,"LN CORDOVA1 - NELSON01 345 kV","LN H471ESS - NELSON01 345 kV","6/1/2017 11:14:50 AM -05:00","5/26/2017 3:55:31 PM -05:00"]
[5498,"CRALENGRECED",null,"INT","LN CRAIG - LENEXA 161 kV  ftlo LN CEDAR_CR - GRNWOOD 161 kV",null,null,"LN CRAIG - LENEXA 161 kV","LN CEDAR_CR - GRNWOOD 161 kV","6/1/2017 11:14:51 AM -05:00","5/26/2017 3:55:31 PM -05:00"]
[5566,"COPSTJCPFRSJ",null,"RCF","LN COOPER - ST_JOE 345 kV  ftlo XF FAIRPORT 345/161 kV",null,null,"LN COOPER - ST_JOE 345 kV","XF FAIRPORT 345/161 kV","6/1/2017 11:14:50 AM -05:00","5/26/2017 3:55:31 PM -05:00"]
[5607,"CIRKNGTECXFR",null,"INT","LN CIRV - KIHI 115 kV  ftlo XF TECH 161/115 kV",null,null,"LN CIRV - KIHI 115 kV","XF TECH 161/115 kV","7/1/2016 12:02:24 AM -05:00","5/26/2017 3:55:31 PM -05:00"]
[6009,"COOPER_S",null,"RCF",null,null,null,"LN COOPER - FAIRPORT 345 kV",null,"6/1/2017 11:14:50 AM -05:00","5/26/2017 3:55:31 PM -05:00"]
[6781,"COULEWSARLON",null,"RCF","LN COUCH - LEWISV 115 kV  ftlo LN SAREPT - LONGWOO 345 kV",null,null,"LN COUCH - LEWISV 115 kV","LN SAREPT - LONGWOO 345 kV","6/1/2017 11:14:51 AM -05:00","5/26/2017 3:55:31 PM -05:00"]
[1308,"DANDODHARMOL",null,"RCF","LN DANVL3 - DODSON 115 kV  ftlo LN MOLIVE - LAYFLD_A 500 kV",null,null,"LN DANVL3 - DODSON 115 kV","LN MOLIVE - LAYFLD_A 500 kV","6/1/2017 11:14:52 AM -05:00","5/26/2017 3:55:32 PM -05:00"]
[1317,"DARDARARKFTS",null,"RCF","LN DARD_D - DARDNL 161 kV  ftlo LN ARK_NU - FTSMTH 500 kV",null,null,"LN DARD_D - DARDNL 161 kV","LN ARK_NU - FTSMTH 500 kV","2/23/2015 1:59:50 PM -06:00","5/26/2017 3:55:32 PM -05:00"]
[1322,"ELDXFRVALLYD",null,"CFG","XF EL_EHV 500/1 kV  ftlo LN VALLIANT - LYDIA 345 kV",null,null,"XF EL_EHV 500/1 kV","LN VALLIANT - LYDIA 345 kV","6/1/2017 11:14:53 AM -05:00","5/26/2017 3:55:32 PM -05:00"]
[1361,"ELDMTOL_PTDF",null,"RCF",null,null,null,"LN EL_EHV - MOLIVE 500 kV",null,"6/1/2017 11:14:53 AM -05:00","5/26/2017 3:55:32 PM -05:00"]
[1397,"DELSANWMPBHA",null,"RCF","LN DELL - SANSSU 500 kV  ftlo XF BHAM_STE 500/138 kV",null,null,"LN DELL - SANSSU 500 kV","XF BHAM_STE 500/138 kV","6/1/2017 11:14:52 AM -05:00","5/26/2017 3:55:32 PM -05:00"]
[1621,"CUMJVICUMDAV",null,"RCF","LN CUMBER1 - JVILLE1 500 kV  ftlo LN CUMBER1 - DAVIDS1 500 kV",null,null,"LN CUMBER1 - JVILLE1 500 kV","LN CUMBER1 - DAVIDS1 500 kV","6/1/2017 11:14:52 AM -05:00","5/26/2017 3:55:32 PM -05:00"]
[2299,"DUMSTLDUMWIL",null,"RCF","LN DUMONT - STILLWEL 345 kV  ftlo LN DUMONT - WILTON00 765 kV",null,null,"LN DUMONT - STILLWEL 345 kV","LN DUMONT - WILTON00 765 kV","6/1/2017 11:14:53 AM -05:00","5/26/2017 3:55:32 PM -05:00"]
[2429,"CRESTJSHEBUR",null,"RCF","LN CRETE_EC - ST_JOHN 345 kV  ftlo LN BURNHAM - SHEFFLD2 345 kV",null,null,"LN CRETE_EC - ST_JOHN 345 kV","LN BURNHAM - SHEFFLD2 345 kV","6/1/2017 11:14:51 AM -05:00","5/26/2017 3:55:32 PM -05:00"]
[5090,"DOLXFRELDXFR",null,"RCF","XF DOLET 345/230 kV  ftlo XF EL_EHV 345/1 kV",null,null,"XF DOLET 345/230 kV","XF EL_EHV 345/1 kV","6/1/2017 11:14:52 AM -05:00","5/26/2017 3:55:32 PM -05:00"]
[522,"EFRCREDUMWIL",null,"RCF","LN EFRNKFRT - CRETE_EC 345 kV  ftlo LN MUNSTER - BURNHAM 345 kV",null,null,"LN EFRNKFRT - CRETE_EC 345 kV","LN MUNSTER - BURNHAM 345 kV","6/1/2017 11:14:53 AM -05:00","5/26/2017 3:55:32 PM -05:00"]
[5422,"ELKXFRSWEWHE",null,"INT","XF ELK-CITY 230/138 kV  ftlo LN SWEETWT6 - WHEELER 230 kV",null,null,"XF ELK-CITY 230/138 kV","LN SWEETWT6 - WHEELER 230 kV","6/1/2017 11:14:53 AM -05:00","5/26/2017 3:55:32 PM -05:00"]
[5424,"DOLXFRLONSAR",null,"RCF","XF DOLET 345/230 kV  ftlo LN LONGWOO - SAREPT 345 kV",null,null,"XF DOLET 345/230 kV","LN LONGWOO - SAREPT 345 kV","6/1/2017 11:14:53 AM -05:00","5/26/2017 3:55:32 PM -05:00"]
[5479,"DEAXFRDEAXFR",null,"INT","XF DEAFSMIT 230/115 kV  ftlo XF DEAFSMIT 230/115 kV",null,null,"XF DEAFSMIT 230/115 kV","XF DEAFSMIT 230/115 kV","6/1/2017 11:14:52 AM -05:00","5/26/2017 3:55:32 PM -05:00"]
[5494,"CUDKISSPEFTD",null,"INT","LN CUDAHY1 - KISMET 115 kV  ftlo LN NFTDODG3 - SPERVI1 115 kV",null,null,"LN CUDAHY1 - KISMET 115 kV","LN NFTDODG3 - SPERVI1 115 kV","6/1/2017 11:14:52 AM -05:00","5/26/2017 3:55:32 PM -05:00"]
[5496,"EASXFREASSTJ",null,"RCF","XF EASTTOWN 345/161 kV  ftlo LN EASTTOWN - ST_JOE 345 kV",null,null,"XF EASTTOWN 345/161 kV","LN EASTTOWN - ST_JOE 345 kV","6/1/2017 11:14:53 AM -05:00","5/26/2017 3:55:32 PM -05:00"]
[5533,"EASESIEASSTJ",null,"INT","LN EASTTOWN - EAST2 161 kV  ftlo LN EASTTOWN - ST_JOE 345 kV",null,null,"LN EASTTOWN - EAST2 161 kV","LN EASTTOWN - ST_JOE 345 kV","6/1/2017 11:14:53 AM -05:00","5/26/2017 3:55:32 PM -05:00"]
[5543,"DEAXFRDEXFR2",null,"INT","XF DEAFSMIT 230/115 kV  ftlo XF DEAFSMIT 230/115 kV",null,null,"XF DEAFSMIT 230/115 kV","XF DEAFSMIT 230/115 kV","6/1/2017 11:14:52 AM -05:00","5/26/2017 3:55:32 PM -05:00"]
[5561,"DOBGANHOLXFR",null,"INT","LN DOBSON - GANO 115 kV  ftlo XF HOLCOM1 345/1 kV",null,null,"LN DOBSON - GANO 115 kV","XF HOLCOM1 345/1 kV","6/1/2017 11:14:52 AM -05:00","5/26/2017 3:55:32 PM -05:00"]
[5574,"DAWLEWDAWMED",null,"RCF","LN DAWSONC - LEWISWP 115 kV  ftlo LN DAWSONC - MEDORAWP 230 kV",null,null,"LN DAWSONC - LEWISWP 115 kV","LN DAWSONC - MEDORAWP 230 kV","6/1/2017 11:14:52 AM -05:00","5/26/2017 3:55:32 PM -05:00"]
[5580,"DENSANMUSSEM",null,"INT","LN DENVER_C - SAN_AND1 115 kV  ftlo LN MSTNG - SEMIN 230 kV",null,null,"LN DENVER_C - SAN_AND1 115 kV","LN MSTNG - SEMIN 230 kV","7/1/2016 12:02:21 AM -05:00","5/26/2017 3:55:32 PM -05:00"]
[5592,"DFSHRFROOTOL",null,"INT","LN FRIONA_R - HEREFORD 115 kV  ftlo LN ROOSEVE2 - TOLKSUB 230 kV",null,null,"LN FRIONA_R - HEREFORD 115 kV","LN ROOSEVE2 - TOLKSUB 230 kV","7/1/2016 12:02:22 AM -05:00","5/26/2017 3:55:32 PM -05:00"]
[5599,"DARCLAANOFTS",null,"INT","LN DARD_D - CLARKS4 161 kV  ftlo LN ARK_NU - FTSMTH 500 kV",null,null,"LN DARD_D - CLARKS4 161 kV","LN ARK_NU - FTSMTH 500 kV","7/1/2016 12:02:23 AM -05:00","5/26/2017 3:55:32 PM -05:00"]
[6708,"ELDXFRMCNXFR",null,"RCF","XF EL_EHV 500/1 kV  ftlo XF MCNEIL 500/115 kV",null,null,"XF EL_EHV 500/1 kV","XF MCNEIL 500/115 kV","8/13/2015 9:47:59 AM -05:00","5/26/2017 3:55:32 PM -05:00"]
[1043,"ESXIDAESXNMA",null,"RCF","LN ESEX - IDALIA 161 kV  ftlo LN ESEX - W_NEWMAD 345 kV",null,null,"LN ESEX - IDALIA 161 kV","LN ESEX - W_NEWMAD 345 kV","8/28/2014 11:45:06 AM -05:00","5/26/2017 3:55:33 PM -05:00"]
[1064,"ESSNEWSTFGOB",null,"RCF","LN ESEX - W_NEWMAD 345 kV  ftlo LN GOBKNOB - ST_FRAN 345 kV",null,null,"LN ESEX - W_NEWMAD 345 kV","LN GOBKNOB - ST_FRAN 345 kV","10/6/2016 4:57:07 PM -05:00","5/26/2017 3:55:33 PM -05:00"]
[1648,"ESSIDAMADXFR",null,"CFG","LN ESEX - IDALIA 161 kV  ftlo XF NEW_MAD 345/161 kV",null,null,"LN ESEX - IDALIA 161 kV","XF NEW_MAD 345/161 kV",null,"5/26/2017 3:55:33 PM -05:00"]
[1682,"ESEESEESELUT",null,"RCF","XF ESEX 345/161 kV  ftlo LN ESEX - LUTS 345 kV",null,null,"XF ESEX 345/161 kV","LN ESEX - LUTS 345 kV",null,"5/26/2017 3:55:33 PM -05:00"]
[5014,"ELKXFRTUCOKU",null,"CFG","XF ELK-CITY 230/138 kV  ftlo LN TUCO - OKLAUNIO 345 kV",null,null,"XF ELK-CITY 230/138 kV","LN TUCO - OKLAUNIO 345 kV","6/1/2017 11:14:53 AM -05:00","5/26/2017 3:55:33 PM -05:00"]
[5340,"EROAVOFLIMON",null,"RCF","LN EROGERS - AVOCA 161 kV  ftlo LN FLINTCRK - BROOK_LN 345 kV",null,null,"LN EROGERS - AVOCA 161 kV","LN FLINTCRK - BROOK_LN 345 kV","6/1/2017 11:14:53 AM -05:00","5/26/2017 3:55:33 PM -05:00"]
[5540,"EROAVOWASNEO",null,"RCF","LN EROGERS - AVOCA 161 kV  ftlo LN NEOSPA - 5WASHBR 161 kV",null,null,"LN EROGERS - AVOCA 161 kV","LN NEOSPA - 5WASHBR 161 kV","6/1/2017 11:14:53 AM -05:00","5/26/2017 3:55:33 PM -05:00"]
[22596,"TEMP05_22596",null,"RCF","LN PRAIR_ST - MTVRNON0 345 kV  ftlo LN STFR - LUTS 345 kV",null,null,"LN PRAIR_ST - MTVRNON0 345 kV","LN STFR - LUTS 345 kV","2/23/2017 5:05:08 PM -06:00","5/31/2017 11:55:26 PM -05:00"]
[20357,"TMP175_20357",null,"RCF","LN S3 - GRANITF 115 kV  ftlo XF LYON_CO 345/1 kV",null,null,"LN S3 - GRANITF 115 kV","XF LYON_CO 345/1 kV","5/31/2015 11:54:58 PM -05:00","5/31/2017 11:55:27 PM -05:00"]
[22393,"TEMP84_22393",null,"INT","LN AES5 - TARBY1 161 kV  ftlo LN AES5 - BONTP 161 kV",null,null,"LN AES5 - TARBY1 161 kV","LN AES5 - BONTP 161 kV","11/28/2016 4:24:41 PM -06:00","5/31/2017 11:55:27 PM -05:00"]
[22612,"TMP114_22612",null,"RCF","LN DARD_D - DARDNL 161 kV  ftlo LN DARD_D - CLARKS4 161 kV",null,null,"LN DARD_D - DARDNL 161 kV","LN DARD_D - CLARKS4 161 kV","3/2/2017 4:00:52 PM -06:00","5/31/2017 11:55:27 PM -05:00"]
[22635,"TMP194_22635",null,"RCF","LN HAYNES - SAREPT 115 kV  ftlo LN EL_EHV - SAREPT 345 kV",null,null,"LN HAYNES - SAREPT 115 kV","LN EL_EHV - SAREPT 345 kV","3/9/2017 10:04:23 PM -06:00","5/31/2017 11:55:28 PM -05:00"]
[22636,"TMP195_22636",null,"RCF","LN HODGE - LUCKY 115 kV  ftlo LN EL_EHV - SAREPT 345 kV",null,null,"LN HODGE - LUCKY 115 kV","LN EL_EHV - SAREPT 345 kV","3/9/2017 10:14:25 PM -06:00","5/31/2017 11:55:28 PM -05:00"]
[22285,"TMP248_22285",null,"RCF","LN DARD_D - RUSL_S 161 kV  ftlo LN ARK_NU - FTSMTH 500 kV",null,null,"LN DARD_D - RUSL_S 161 kV","LN ARK_NU - FTSMTH 500 kV","10/22/2016 2:22:35 PM -05:00","5/31/2017 11:55:29 PM -05:00"]
[21732,"TEMP37_21732",null,"INT","LN MARSHAL3 - SMIT 115 kV  ftlo LN ELM_CRK - NMAN 230 kV",null,null,"LN MARSHAL3 - SMIT 115 kV","LN ELM_CRK - NMAN 230 kV","4/1/2016 5:32:42 PM -05:00","6/5/2017 6:04:53 PM -05:00"]
[22611,"TEMP23_22611",null,"INT","LN MIAMI_1 - HOCKERVL 161 kV  ftlo LN SPORTSMN - BLACKBRY 345 kV",null,null,"LN MIAMI_1 - HOCKERVL 161 kV","LN SPORTSMN - BLACKBRY 345 kV","3/2/2017 12:53:39 AM -06:00","6/5/2017 6:04:53 PM -05:00"]
[22616,"TEMP25_22616",null,"INT","LN TUPELO2 - TUPLOTP4 138 kV  ftlo LN HUGOPP4 - SUNNYSDE 345 kV",null,null,"LN TUPELO2 - TUPLOTP4 138 kV","LN HUGOPP4 - SUNNYSDE 345 kV","3/2/2017 8:55:00 PM -06:00","6/5/2017 6:04:53 PM -05:00"]
[22617,"TEMP18_22617",null,"INT","LN HARBINE - BEATRICE 115 kV  ftlo LN PAULINE - MOORE 345 kV",null,null,"LN HARBINE - BEATRICE 115 kV","LN PAULINE - MOORE 345 kV","3/3/2017 5:01:05 AM -06:00","6/5/2017 6:04:53 PM -05:00"]
[22662,"TEMP09_22662",null,"INT","LN POTTER_S - BUSHLAND 230 kV  ftlo LN OKLAUNIO - TUCO 345 kV",null,null,"LN POTTER_S - BUSHLAND 230 kV","LN OKLAUNIO - TUCO 345 kV","3/20/2017 7:55:13 PM -05:00","6/5/2017 6:04:53 PM -05:00"]
[22569,"TEMP39_22569",null,"INT","LN REEVES_R - NHUNTING 161 kV  ftlo LN BONTP - BEVYTAP5 161 kV",null,null,"LN REEVES_R - NHUNTING 161 kV","LN BONTP - BEVYTAP5 161 kV","2/3/2017 8:48:13 AM -06:00","6/6/2017 10:22:40 AM -05:00"]
[22623,"TEMP42_22623",null,"INT","LN MAURERLK - CARROLTN 161 kV  ftlo LN SIBL_KCP - OVER 345 kV",null,null,"LN MAURERLK - CARROLTN 161 kV","LN SIBL_KCP - OVER 345 kV","3/6/2017 3:52:16 AM -06:00","6/6/2017 10:22:40 AM -05:00"]
[22384,"TEMP67_22384",null,"INT","LN KNOLL1 - REDLIN 115 kV  ftlo LN POSTROCK - AXTELL1 345 kV",null,null,"LN KNOLL1 - REDLIN 115 kV","LN POSTROCK - AXTELL1 345 kV","11/24/2016 2:48:09 AM -06:00","6/6/2017 10:22:41 AM -05:00"]
[22482,"TEMP45_22482",null,"INT","LN HEREFORD - FRIONA_R 115 kV  ftlo LN DEAFSMIT - PLXSUB 230 kV",null,null,"LN HEREFORD - FRIONA_R 115 kV","LN DEAFSMIT - PLXSUB 230 kV","12/29/2016 1:35:59 AM -06:00","6/6/2017 10:22:41 AM -05:00"]
[22628,"TEMP79_22628",null,"INT","XF ARCAD7 345/138 kV  ftlo LN ARCAD7 - NOWST1 345 kV",null,null,"XF ARCAD7 345/138 kV","LN ARCAD7 - NOWST1 345 kV","3/7/2017 7:51:40 AM -06:00","6/6/2017 10:22:41 AM -05:00"]
[22724,"TEMP51_22724",null,"INT","LN LEWISWP - RICHLND2 115 kV  ftlo LN POPLARWP - CLBTSNWP 115 kV",null,null,"LN LEWISWP - RICHLND2 115 kV","LN POPLARWP - CLBTSNWP 115 kV","4/17/2017 1:32:53 PM -05:00","6/6/2017 10:22:41 AM -05:00"]
[22744,"TEMP72_22744",null,"INT","LN DAWSONC - LEWISWP 115 kV  ftlo LN BELFELD - CHAR_CK 345 kV",null,null,"LN DAWSONC - LEWISWP 115 kV","LN BELFELD - CHAR_CK 345 kV","4/21/2017 11:05:44 PM -05:00","6/6/2017 10:22:41 AM -05:00"]
[22755,"TEMP69_22755",null,"INT","LN TSE_NEW - 21STTAP4 138 kV  ftlo LN SAPULPA - WEKIWA 345 kV",null,null,"LN TSE_NEW - 21STTAP4 138 kV","LN SAPULPA - WEKIWA 345 kV","4/27/2017 7:42:07 AM -05:00","6/6/2017 10:22:41 AM -05:00"]
[22833,"TEMP57_22833",null,"INT","LN N_PLT1 - STOCKVL 115 kV  ftlo LN SWEETW4 - G_GENT1 345 kV",null,null,"LN N_PLT1 - STOCKVL 115 kV","LN SWEETW4 - G_GENT1 345 kV","5/17/2017 8:06:57 PM -05:00","6/6/2017 10:22:41 AM -05:00"]
[21357,"TMP137_21357",null,"INT","LN CARTHAGE - LAR3821 161 kV  ftlo LN TIP2921 - MONETT 161 kV",null,null,"LN CARTHAGE - LAR3821 161 kV","LN TIP2921 - MONETT 161 kV","11/17/2015 10:01:38 AM -06:00","6/6/2017 10:22:42 AM -05:00"]
[22328,"TMP100_22328",null,"INT","LN PECOS_IN - CARLSBAD 115 kV  ftlo LN PECOS_IN - POTASH_J 230 kV",null,null,"LN PECOS_IN - CARLSBAD 115 kV","LN PECOS_IN - POTASH_J 230 kV","11/2/2016 1:19:53 AM -05:00","6/6/2017 10:22:42 AM -05:00"]
[22556,"TMP133_22556",null,"INT","LN RANDALL1 - CANYON_E 115 kV  ftlo LN POTTER_S - BUSHLAND 230 kV",null,null,"LN RANDALL1 - CANYON_E 115 kV","LN POTTER_S - BUSHLAND 230 kV","1/27/2017 9:45:51 PM -06:00","6/6/2017 10:22:42 AM -05:00"]
[22562,"TMP123_22562",null,"INT","LN HOXIE_1 - BEACH 115 kV  ftlo LN MINGO1 - SETAB1 345 kV",null,null,"LN HOXIE_1 - BEACH 115 kV","LN MINGO1 - SETAB1 345 kV","1/30/2017 6:44:17 PM -06:00","6/6/2017 10:22:42 AM -05:00"]
[22577,"TMP138_22577",null,"INT","LN HASTING_ - PAULINE 115 kV  ftlo LN HASTING_ - PAULINE 115 kV",null,null,"LN HASTING_ - PAULINE 115 kV","LN HASTING_ - PAULINE 115 kV","2/6/2017 2:12:20 AM -06:00","6/6/2017 10:22:42 AM -05:00"]
[22579,"TMP158_22579",null,"INT","LN NAVY - TERRACE 161 kV  ftlo LN IATAN - STRA 345 kV",null,null,"LN NAVY - TERRACE 161 kV","LN IATAN - STRA 345 kV","2/7/2017 10:57:56 AM -06:00","6/6/2017 10:22:42 AM -05:00"]
[22601,"TEMP93_22601",null,"INT","LN RDST2 - JSTREET5 161 kV  ftlo LN FTSMTH - COLNY 161 kV",null,null,"LN RDST2 - JSTREET5 161 kV","LN FTSMTH - COLNY 161 kV","2/24/2017 12:51:27 PM -06:00","6/6/2017 10:22:42 AM -05:00"]
[22608,"TMP128_22608",null,"INT","LN VICTRY_H - CRAWFRD 115 kV  ftlo LN STEGALL - WAYSID_W 230 kV",null,null,"LN VICTRY_H - CRAWFRD 115 kV","LN STEGALL - WAYSID_W 230 kV","2/28/2017 10:34:02 AM -06:00","6/6/2017 10:22:42 AM -05:00"]
[22663,"TMP117_22663",null,"INT","LN POTTER_S - BUSHLAND 230 kV  ftlo LN POTTER_S - NEWHART 230 kV",null,null,"LN POTTER_S - BUSHLAND 230 kV","LN POTTER_S - NEWHART 230 kV","3/20/2017 8:59:14 PM -05:00","6/6/2017 10:22:42 AM -05:00"]
[22664,"TMP120_22664",null,"INT","LN IATAN - STRA 345 kV  ftlo LN IATAN - EASTTOWN 345 kV",null,null,"LN IATAN - STRA 345 kV","LN IATAN - EASTTOWN 345 kV","3/22/2017 9:26:36 AM -05:00","6/6/2017 10:22:42 AM -05:00"]
[22704,"TMP176_22704",null,"INT","LN ENDERS - BEVERL1 115 kV  ftlo LN OGALALA - G_GENT1 230 kV",null,null,"LN ENDERS - BEVERL1 115 kV","LN OGALALA - G_GENT1 230 kV","4/6/2017 6:30:05 AM -05:00","6/6/2017 10:22:42 AM -05:00"]
[22711,"TMP148_22711",null,"INT","LN ELSIETP - PAXTON 115 kV  ftlo LN OGALALA - G_GENT1 230 kV",null,null,"LN ELSIETP - PAXTON 115 kV","LN OGALALA - G_GENT1 230 kV","4/11/2017 6:06:35 AM -05:00","6/6/2017 10:22:42 AM -05:00"]
[22751,"TMP167_22751",null,"INT","LN KILDEER - CHAR_CK 115 kV  ftlo LN ROUNDUP - CHAR_CK 345 kV",null,null,"LN KILDEER - CHAR_CK 115 kV","LN ROUNDUP - CHAR_CK 345 kV","4/25/2017 3:38:22 PM -05:00","6/6/2017 10:22:42 AM -05:00"]
[22251,"TMP234_22251",null,"INT","LN CLINT_CY - THOMAS_T 69 kV  ftlo LN WEATHTP4 - WTH_SE4 138 kV",null,null,"LN CLINT_CY - THOMAS_T 69 kV","LN WEATHTP4 - WTH_SE4 138 kV","10/16/2016 6:47:55 AM -05:00","6/6/2017 10:22:43 AM -05:00"]
[22386,"TMP185_22386",null,"INT","LN BUTL - ALTO 138 kV  ftlo XF N345 13.8/1 kV",null,null,"LN BUTL - ALTO 138 kV","XF N345 13.8/1 kV","11/26/2016 6:44:56 AM -06:00","6/6/2017 10:22:43 AM -05:00"]
[22410,"TMP216_22410",null,"INT","LN VBI5 - GRANDPR5 161 kV  ftlo LN BONTP - AES5 161 kV",null,null,"LN VBI5 - GRANDPR5 161 kV","LN BONTP - AES5 161 kV","12/5/2016 1:18:48 AM -06:00","6/6/2017 10:22:43 AM -05:00"]
[22501,"TMP269_22501",null,"INT","LN HEREFORD - FRIONA_R 115 kV  ftlo LN TOLKSUB - ROOSEVE2 230 kV",null,null,"LN HEREFORD - FRIONA_R 115 kV","LN TOLKSUB - ROOSEVE2 230 kV","1/4/2017 5:21:47 PM -06:00","6/6/2017 10:22:43 AM -05:00"]
[22543,"TMP218_22543",null,"INT","LN TEXAS_CO - LIBERAL_ 115 kV  ftlo LN HITCH - FINNEY1 345 kV",null,null,"LN TEXAS_CO - LIBERAL_ 115 kV","LN HITCH - FINNEY1 345 kV","1/20/2017 12:34:52 PM -06:00","6/6/2017 10:22:43 AM -05:00"]
[22548,"TMP225_22548",null,"INT","LN TEXAS_CO - LIBERAL_ 115 kV  ftlo LN FINNEY1 - HOLCOM1 345 kV",null,null,"LN TEXAS_CO - LIBERAL_ 115 kV","LN FINNEY1 - HOLCOM1 345 kV","1/23/2017 10:28:00 PM -06:00","6/6/2017 10:22:43 AM -05:00"]
[22581,"TMP229_22581",null,"INT","LN SIDNEY - COLTON 115 kV  ftlo XF STEGALL 345/1 kV",null,null,"LN SIDNEY - COLTON 115 kV","XF STEGALL 345/1 kV","2/8/2017 8:24:25 AM -06:00","6/6/2017 10:22:43 AM -05:00"]
[22604,"TMP251_22604",null,"INT","LN SWIS - W_GARDNR 345 kV  ftlo LN HOYT - STRA 345 kV",null,null,"LN SWIS - W_GARDNR 345 kV","LN HOYT - STRA 345 kV","2/27/2017 5:40:49 AM -06:00","6/6/2017 10:22:43 AM -05:00"]
[22660,"TMP275_22660",null,"INT","LN PENT - MOCL 115 kV  ftlo LN STRA - 87TH_ST 345 kV",null,null,"LN PENT - MOCL 115 kV","LN STRA - 87TH_ST 345 kV","3/20/2017 11:07:16 PM -05:00","6/6/2017 10:22:43 AM -05:00"]
[22687,"TMP217_22687",null,"INT","XF GRISLD1 345/230 kV  ftlo LN GRISLD1 - MCCOOL 345 kV",null,null,"XF GRISLD1 345/230 kV","LN GRISLD1 - MCCOOL 345 kV","4/1/2017 8:52:31 PM -05:00","6/6/2017 10:22:43 AM -05:00"]
[22748,"TMP259_22748",null,"INT","LN CAN_RIVR - N345 345 kV  ftlo LN WAVERLY7 - LACYGNE 345 kV",null,null,"LN CAN_RIVR - N345 345 kV","LN WAVERLY7 - LACYGNE 345 kV","4/24/2017 10:24:16 AM -05:00","6/6/2017 10:22:43 AM -05:00"]
[22931,"TEMP51_22931",null,"INT","LN RAUN - TEKAMHO 161 kV  ftlo LN RAUN - FT_CAL 345 kV",null,null,"LN RAUN - TEKAMHO 161 kV","LN RAUN - FT_CAL 345 kV","6/29/2017 1:40:57 AM -05:00","6/29/2017 1:40:09 PM -05:00"]
[5013,"LULTUPPITSEM",null,"INT","LN LULA2 - TUPLOTP4 138 kV  ftlo LN SEMINOLE - PITTSB9 345 kV",null,null,"LN LULA2 - TUPLOTP4 138 kV","LN SEMINOLE - PITTSB9 345 kV",null,"6/29/2017 10:29:15 PM -05:00"]
[5027,"METSHAQUIGMP",null,"INT","LN METROPOL - GRNWOOD 161 kV  ftlo LN QUIND1 - GMPLT 161 kV",null,null,"LN METROPOL - GRNWOOD 161 kV","LN QUIND1 - GMPLT 161 kV",null,"6/29/2017 10:29:15 PM -05:00"]
[5032,"MUSDENDENMUS",null,"INT","LN MSTNG - DENVER_C 115 kV  ftlo LN MSTNG - DENVER_C 115 kV",null,null,"LN MSTNG - DENVER_C 115 kV","LN MSTNG - DENVER_C 115 kV",null,"6/29/2017 10:29:15 PM -05:00"]
[5043,"BENCHIBOESTE",null,"RCF","LN BENT - CHIS 138 kV  ftlo LN STEA - BOEI 138 kV",null,null,"LN BENT - CHIS 138 kV","LN STEA - BOEI 138 kV","6/1/2017 11:14:46 AM -05:00","6/29/2017 10:29:15 PM -05:00"]
[5430,"FIVTRBAGEEUC",null,"INT","LN FIVE1 - HANCK 161 kV  ftlo LN AGNCY1 - EUCLD 161 kV",null,null,"LN FIVE1 - HANCK 161 kV","LN AGNCY1 - EUCLD 161 kV",null,"6/29/2017 10:29:15 PM -05:00"]
[5438,"CALNORANOFTS",null,"CFG","LN CALICO - NORFORK 161 kV  ftlo LN FTSMTH - ARK_NU 500 kV",null,null,"LN CALICO - NORFORK 161 kV","LN FTSMTH - ARK_NU 500 kV","6/1/2017 11:14:48 AM -05:00","6/29/2017 10:29:15 PM -05:00"]
[5439,"CALNORHOLIND",null,"CFG","LN CALICO - NORFORK 161 kV  ftlo LN INDEP2 - HOLBOT 500 kV",null,null,"LN CALICO - NORFORK 161 kV","LN INDEP2 - HOLBOT 500 kV","6/1/2017 11:14:48 AM -05:00","6/29/2017 10:29:15 PM -05:00"]
[5470,"KEYFISSILSIL",null,"INT","LN KEYSTON2 - GRDA_B2B 138 kV  ftlo LN SILVER_T - SILVR_CY 138 kV",null,null,"LN KEYSTON2 - GRDA_B2B 138 kV","LN SILVER_T - SILVR_CY 138 kV",null,"6/29/2017 10:29:15 PM -05:00"]
[5494,"CUDKISSPEFTD",null,"INT","LN CUDAHY1 - KISMET 115 kV  ftlo LN NFTDODG3 - SPERVI1 115 kV",null,null,"LN CUDAHY1 - KISMET 115 kV","LN NFTDODG3 - SPERVI1 115 kV","6/1/2017 11:14:52 AM -05:00","6/29/2017 10:29:15 PM -05:00"]
[5535,"MRYMRYMIDSTJ",null,"RCF","LN MARYVIL - MRYVL_SJ 161 kV  ftlo LN ST_JOE - AVECTYTP 161 kV",null,null,"LN MARYVIL - MRYVL_SJ 161 kV","LN ST_JOE - AVECTYTP 161 kV",null,"6/29/2017 10:29:15 PM -05:00"]
[5556,"NEOXFRNEOXF3",null,"INT","XF NSES 161/138 kV  ftlo XF N345 345/1 kV",null,null,"XF NSES 161/138 kV","XF N345 345/1 kV",null,"6/29/2017 10:29:15 PM -05:00"]
[5559,"GRESHWNAVTER",null,"INT","LN GRNWOOD - SHAWNEE 161 kV  ftlo LN NAVY - TERRACE 161 kV",null,null,"LN GRNWOOD - SHAWNEE 161 kV","LN NAVY - TERRACE 161 kV",null,"6/29/2017 10:29:15 PM -05:00"]
[5568,"NWKANSASTIES",null,"INT",null,null,null,"LN NESSCTY - RANSOM1 115 kV",null,null,"6/29/2017 10:29:15 PM -05:00"]
[5596,"KISCMRHOLXFR",null,"INT","LN KISMET - CMRIVTP 115 kV  ftlo XF HOLCOM1 345/1 kV",null,null,"LN KISMET - CMRIVTP 115 kV","XF HOLCOM1 345/1 kV","7/1/2016 12:02:23 AM -05:00","6/29/2017 10:29:15 PM -05:00"]
[5616,"FTSXFRRIVCOG",null,"INT","XF FTSMTH 500/345 kV  ftlo LN RIVRSIDE - JENKS 345 kV",null,null,"XF FTSMTH 500/345 kV","LN RIVRSIDE - JENKS 345 kV",null,"6/29/2017 10:29:15 PM -05:00"]
[5619,"CARXFRALLLUB",null,"INT","XF CARLISLE 230/115 kV  ftlo LN LUBBOCKS - ALLEN2 115 kV",null,null,"XF CARLISLE 230/115 kV","LN LUBBOCKS - ALLEN2 115 kV","6/1/2017 11:14:49 AM -05:00","6/29/2017 10:29:15 PM -05:00"]
[5620,"LUBALLYUMWOL",null,"INT","LN LUBBOCKS - ALLEN2 115 kV  ftlo LN WOLFFORT - YUMA 115 kV",null,null,"LN LUBBOCKS - ALLEN2 115 kV","LN WOLFFORT - YUMA 115 kV","7/1/2016 12:02:25 AM -05:00","6/29/2017 10:29:15 PM -05:00"]
[5621,"BURHANEMESHE",null,"RCF","LN BURT - HANCOCK2 161 kV  ftlo LN SHEFFLD1 - EMERY 161 kV",null,null,"LN BURT - HANCOCK2 161 kV","LN SHEFFLD1 - EMERY 161 kV","6/1/2017 11:14:48 AM -05:00","6/29/2017 10:29:15 PM -05:00"]
[5624,"ASBLITNEO161",null,"INT",null,null,null,"LN ASB3491 - LITC 161 kV",null,null,"6/29/2017 10:29:15 PM -05:00"]
[5625,"FLNDECNEO161",null,"INT",null,null,null,"LN FLINTCRK - DECAS5 161 kV",null,null,"6/29/2017 10:29:15 PM -05:00"]
[5626,"HOBLOVSHEDEN",null,"INT","LN HOBBS - LOVINGTO 115 kV  ftlo LN DENVER_C - SHELL_C2 115 kV",null,null,"LN HOBBS - LOVINGTO 115 kV","LN DENVER_C - SHELL_C2 115 kV","7/1/2016 12:02:21 AM -05:00","6/29/2017 10:29:15 PM -05:00"]
[6014,"FTCAL_S",null,"RCF",null,null,null,"LN FT_CAL - SUB3454 345 kV",null,null,"6/29/2017 10:29:15 PM -05:00"]
[6030,"NEBCTYCOOPER",null,"RCF",null,null,null,"LN NEBRCTY - COOPER 345 kV",null,null,"6/29/2017 10:29:15 PM -05:00"]
[6090,"GRAMINLKEFLD",null,"RCF","LN GRANITF - MINVALY 230 kV  ftlo LN LKFLNSP - LAKEFLD 345 kV",null,null,"LN GRANITF - MINVALY 230 kV","LN LKFLNSP - LAKEFLD 345 kV","9/2/2014 5:53:04 PM -05:00","6/29/2017 10:29:15 PM -05:00"]
[6574,"GAVSPIGAVYAN",null,"INT","LN GAVINS - SPIRITM 115 kV  ftlo LN GAVINS - YKNTJCT 115 kV",null,null,"LN GAVINS - SPIRITM 115 kV","LN GAVINS - YKNTJCT 115 kV",null,"6/29/2017 10:29:15 PM -05:00"]
[5031,"WELEEWELEE",null,"INT",null,null,null,"LN WELEETKA - WEL_SPA 138 kV",null,null,"6/29/2017 10:29:16 PM -05:00"]
[5041,"RENXFRRENXFR",null,"INT","XF RENO 345/1 kV  ftlo XF RENO 345/1 kV",null,null,"XF RENO 345/1 kV","XF RENO 345/1 kV",null,"6/29/2017 10:29:16 PM -05:00"]
[5215,"VALLYDELDSAR",null,"RCF","LN VALLIANT - LYDIA 345 kV  ftlo LN EL_EHV - SAREPT 345 kV",null,null,"LN VALLIANT - LYDIA 345 kV","LN EL_EHV - SAREPT 345 kV",null,"6/29/2017 10:29:16 PM -05:00"]
[5482,"TUCJONPLASUN",null,"INT","LN TUCO - JONESSUB 230 kV  ftlo LN PLXSUB - SUNDOWN2 230 kV",null,null,"LN TUCO - JONESSUB 230 kV","LN PLXSUB - SUNDOWN2 230 kV",null,"6/29/2017 10:29:16 PM -05:00"]
[5555,"SUMXFRSUMXFR",null,"INT","XF SUMM 230/115 kV  ftlo XF SUMM 230/115 kV",null,null,"XF SUMM 230/115 kV","XF SUMM 230/115 kV",null,"6/29/2017 10:29:16 PM -05:00"]
[5593,"WHOCOVSTGXFR",null,"INT","LN W_HORSE - COVALT 115 kV  ftlo XF STEGALL 345/1 kV",null,null,"LN W_HORSE - COVALT 115 kV","XF STEGALL 345/1 kV","7/1/2016 12:02:22 AM -05:00","6/29/2017 10:29:16 PM -05:00"]
[5597,"RNOXFRRNOXFR",null,"INT","XF RENO 345/1 kV  ftlo XF RENO 345/1 kV",null,null,"XF RENO 345/1 kV","XF RENO 345/1 kV",null,"6/29/2017 10:29:16 PM -05:00"]
[5603,"STEBOECHI17T",null,"INT","LN STEA - BOEI 138 kV  ftlo LN CHIS - 17TH 138 kV",null,null,"LN STEA - BOEI 138 kV","LN CHIS - 17TH 138 kV","7/1/2016 12:02:23 AM -05:00","6/29/2017 10:29:16 PM -05:00"]
[5615,"WHEKILWDRHUN",null,"INT","LN WHEGL - KILDR 138 kV  ftlo LN WDRNG1 - HUNTERS7 345 kV",null,null,"LN WHEGL - KILDR 138 kV","LN WDRNG1 - HUNTERS7 345 kV","7/1/2016 12:02:24 AM -05:00","6/29/2017 10:29:16 PM -05:00"]
[5617,"SHEHAMHAZMIT",null,"INT","LN SHEFFLD1 - HAMP_TP 161 kV  ftlo LN MITCHLCO - HAZLTON 345 kV",null,null,"LN SHEFFLD1 - HAMP_TP 161 kV","LN MITCHLCO - HAZLTON 345 kV","7/1/2016 12:02:25 AM -05:00","6/29/2017 10:29:16 PM -05:00"]
[22471,"TEMP15_22471",null,"INT","LN NSES - RAM452 161 kV  ftlo LN ASB3491 - PUR421 161 kV",null,null,"LN NSES - RAM452 161 kV","LN ASB3491 - PUR421 161 kV","12/20/2016 9:46:53 PM -06:00","7/6/2017 4:08:49 PM -05:00"]
[22718,"TEMP22_22718",null,"INT","LN BAI_CO_R - PLXSUB 115 kV  ftlo LN CASTRO - NEWHART 115 kV",null,null,"LN BAI_CO_R - PLXSUB 115 kV","LN CASTRO - NEWHART 115 kV","4/15/2017 10:07:15 PM -05:00","7/6/2017 4:08:49 PM -05:00"]
[22777,"TEMP06_22777",null,"INT","XF SUNDOWN2 230/115 kV  ftlo LN WOLFFORT - TERRY_CO 115 kV",null,null,"XF SUNDOWN2 230/115 kV","LN WOLFFORT - TERRY_CO 115 kV","5/1/2017 12:39:44 PM -05:00","7/6/2017 4:08:49 PM -05:00"]
[22778,"TEMP12_22778",null,"INT","LN WDWRD1 - FPLSWTCH 138 kV  ftlo XF ELK-CITY 230/138 kV",null,null,"LN WDWRD1 - FPLSWTCH 138 kV","XF ELK-CITY 230/138 kV","5/1/2017 9:54:53 PM -05:00","7/6/2017 4:08:49 PM -05:00"]
[22786,"TEMP14_22786",null,"INT","LN WASHIT1 - GRACMONT 138 kV  ftlo LN WASHIT1 - SW_STA 138 kV",null,null,"LN WASHIT1 - GRACMONT 138 kV","LN WASHIT1 - SW_STA 138 kV","5/2/2017 10:03:25 PM -05:00","7/6/2017 4:08:49 PM -05:00"]
[22848,"TEMP04_22848",null,"INT","LN ASB3491 - CJ366 161 kV  ftlo LN NSES - RAM452 161 kV",null,null,"LN ASB3491 - CJ366 161 kV","LN NSES - RAM452 161 kV","5/25/2017 1:11:57 AM -05:00","7/6/2017 4:08:49 PM -05:00"]
[20619,"TEMP52_20619",null,"INT","LN MOORLN1 - GLMTN 138 kV  ftlo LN TATONGA - MATHWSN7 345 kV",null,null,"LN MOORLN1 - GLMTN 138 kV","LN TATONGA - MATHWSN7 345 kV","11/1/2014 11:57:52 PM -05:00","7/6/2017 4:08:50 PM -05:00"]
[22326,"TEMP26_22326",null,"INT","LN VINETAP3 - NHAYS 115 kV  ftlo LN SHAYS - POSTROCK 230 kV",null,null,"LN VINETAP3 - NHAYS 115 kV","LN SHAYS - POSTROCK 230 kV","11/1/2016 5:25:48 PM -05:00","7/6/2017 4:08:50 PM -05:00"]
[22361,"TEMP34_22361",null,"INT","LN BOYD - CDRLN 138 kV  ftlo LN PLVAL - HOLWD 138 kV",null,null,"LN BOYD - CDRLN 138 kV","LN PLVAL - HOLWD 138 kV","11/14/2016 12:37:42 PM -06:00","7/6/2017 4:08:50 PM -05:00"]
[22385,"TEMP77_22385",null,"INT","LN MOORLN1 - ASPEN 138 kV  ftlo LN SWEETWT6 - ELK-CITY 230 kV",null,null,"LN MOORLN1 - ASPEN 138 kV","LN SWEETWT6 - ELK-CITY 230 kV","11/26/2016 1:05:53 AM -06:00","7/6/2017 4:08:50 PM -05:00"]
[22600,"TEMP74_22600",null,"INT","LN PENN1 - SNTFE 138 kV  ftlo LN PLVAL - HOLWD 138 kV",null,null,"LN PENN1 - SNTFE 138 kV","LN PLVAL - HOLWD 138 kV","2/23/2017 8:24:16 PM -06:00","7/6/2017 4:08:50 PM -05:00"]
[22632,"TMP130_22632",null,"INT","LN WHEELER - HOWARD3 115 kV  ftlo LN SWEETWT6 - ELK-CITY 230 kV",null,null,"LN WHEELER - HOWARD3 115 kV","LN SWEETWT6 - ELK-CITY 230 kV","3/7/2017 10:41:15 PM -06:00","7/6/2017 4:08:50 PM -05:00"]
[22693,"TMP145_22693",null,"INT","LN CORNTP4 - NAPLES1 138 kV  ftlo XF GRACMONT 345/1 kV",null,null,"LN CORNTP4 - NAPLES1 138 kV","XF GRACMONT 345/1 kV","4/4/2017 10:32:53 AM -05:00","7/6/2017 4:08:50 PM -05:00"]
[22695,"TMP135_22695",null,"INT","LN CORNTP4 - NAPLES1 138 kV  ftlo LN TERRY_RD - SUNNYSDE 345 kV",null,null,"LN CORNTP4 - NAPLES1 138 kV","LN TERRY_RD - SUNNYSDE 345 kV","4/4/2017 2:36:06 PM -05:00","7/6/2017 4:08:50 PM -05:00"]
[22709,"TEMP47_22709",null,"INT","LN TUPELO2 - ALLENGT4 138 kV  ftlo LN PITTSB9 - VALLIANT 345 kV",null,null,"LN TUPELO2 - ALLENGT4 138 kV","LN PITTSB9 - VALLIANT 345 kV","4/8/2017 3:48:18 PM -05:00","7/6/2017 4:08:50 PM -05:00"]
[22719,"TEMP46_22719",null,"INT","LN NRTHEAST - GRAND_AV 161 kV  ftlo LN NRTHEAST - GA_WEST 161 kV",null,null,"LN NRTHEAST - GRAND_AV 161 kV","LN NRTHEAST - GA_WEST 161 kV","4/16/2017 2:12:21 AM -05:00","7/6/2017 4:08:50 PM -05:00"]
[22757,"TEMP95_22757",null,"INT","LN TUPLOTP4 - TUPELO2 138 kV  ftlo LN TERRY_RD - SUNNYSDE 345 kV",null,null,"LN TUPLOTP4 - TUPELO2 138 kV","LN TERRY_RD - SUNNYSDE 345 kV","4/27/2017 4:48:40 PM -05:00","7/6/2017 4:08:50 PM -05:00"]
[22779,"TEMP90_22779",null,"INT","LN LYN_REC1 - TERRY_CO 115 kV  ftlo LN WOLFFORT - TERRY_CO 115 kV",null,null,"LN LYN_REC1 - TERRY_CO 115 kV","LN WOLFFORT - TERRY_CO 115 kV","5/2/2017 2:31:57 AM -05:00","7/6/2017 4:08:50 PM -05:00"]
[22787,"TEMP43_22787",null,"INT","LN VANBUR1 - OZARKH5 161 kV  ftlo LN VBI5 - TWNBRDG5 161 kV",null,null,"LN VANBUR1 - OZARKH5 161 kV","LN VBI5 - TWNBRDG5 161 kV","5/3/2017 12:56:20 AM -05:00","7/6/2017 4:08:50 PM -05:00"]
[22802,"TMP140_22802",null,"INT","XF COLMBS_E 230/115 kV  ftlo LN KELLY - SHELLCRK 230 kV",null,null,"XF COLMBS_E 230/115 kV","LN KELLY - SHELLCRK 230 kV","5/7/2017 6:06:56 PM -05:00","7/6/2017 4:08:50 PM -05:00"]
[22823,"TEMP87_22823",null,"INT","LN BLANCH_S - MAUD_TAP 138 kV  ftlo LN MINCO - CIMARRON 345 kV",null,null,"LN BLANCH_S - MAUD_TAP 138 kV","LN MINCO - CIMARRON 345 kV","5/16/2017 1:35:52 PM -05:00","7/6/2017 4:08:50 PM -05:00"]
[22825,"TMP146_22825",null,"INT","XF FTSMTH 500/1 kV  ftlo LN JENKS - RIVRSIDE 345 kV",null,null,"XF FTSMTH 500/1 kV","LN JENKS - RIVRSIDE 345 kV","5/16/2017 4:16:52 PM -05:00","7/6/2017 4:08:50 PM -05:00"]
[22844,"TMP125_22844",null,"INT","LN RB_SPRLK - MOORE_CO 115 kV  ftlo LN SHERMAN - DALLAM 115 kV",null,null,"LN RB_SPRLK - MOORE_CO 115 kV","LN SHERMAN - DALLAM 115 kV","5/22/2017 2:12:22 AM -05:00","7/6/2017 4:08:50 PM -05:00"]
[22860,"TMP115_22860",null,"INT","LN STEXEAS - KNOXLEE 138 kV  ftlo LN EASTX_SW - HARRISON 138 kV",null,null,"LN STEXEAS - KNOXLEE 138 kV","LN EASTX_SW - HARRISON 138 kV","5/30/2017 11:46:20 AM -05:00","7/6/2017 4:08:50 PM -05:00"]
[22034,"TMP227_22034",null,"INT","LN KNOLL1 - REDLIN 115 kV  ftlo LN REDWLO1 - MINGO1 345 kV",null,null,"LN KNOLL1 - REDLIN 115 kV","LN REDWLO1 - MINGO1 345 kV","7/27/2016 5:28:44 AM -05:00","7/6/2017 4:08:51 PM -05:00"]
[22139,"TMP184_22139",null,"INT","XF TURK_PP 138/115 kV  ftlo LN LONGWOO - SAREPT 345 kV",null,null,"XF TURK_PP 138/115 kV","LN LONGWOO - SAREPT 345 kV","9/15/2016 2:32:49 PM -05:00","7/6/2017 4:08:51 PM -05:00"]
[22413,"TMP171_22413",null,"INT","LN MOORLN1 - CEDRDAL 138 kV  ftlo LN TATONGA - MATHWSN7 345 kV",null,null,"LN MOORLN1 - CEDRDAL 138 kV","LN TATONGA - MATHWSN7 345 kV","12/6/2016 3:30:31 AM -06:00","7/6/2017 4:08:51 PM -05:00"]
[22432,"TMP212_22432",null,"INT","LN TIP2921 - NEOSPA 161 kV  ftlo LN TIP2921 - MONETT 161 kV",null,null,"LN TIP2921 - NEOSPA 161 kV","LN TIP2921 - MONETT 161 kV","12/8/2016 10:31:54 PM -06:00","7/6/2017 4:08:51 PM -05:00"]
[22433,"TMP186_22433",null,"INT","LN SWEETW4 - GRISLD1 345 kV  ftlo LN AXTELL1 - PAULINE 345 kV",null,null,"LN SWEETW4 - GRISLD1 345 kV","LN AXTELL1 - PAULINE 345 kV","12/9/2016 8:11:31 AM -06:00","7/6/2017 4:08:51 PM -05:00"]
[22507,"TMP207_22507",null,"INT","LN NSES - RAM452 161 kV  ftlo LN PUR421 - CAR395 161 kV",null,null,"LN NSES - RAM452 161 kV","LN PUR421 - CAR395 161 kV","1/6/2017 7:46:18 PM -06:00","7/6/2017 4:08:51 PM -05:00"]
[22727,"TMP181_22727",null,"INT","LN WASHIT1 - GRACMONT 138 kV  ftlo LN WASHIT1 - GRACMONT 138 kV",null,null,"LN WASHIT1 - GRACMONT 138 kV","LN WASHIT1 - GRACMONT 138 kV","4/18/2017 3:43:10 AM -05:00","7/6/2017 4:08:51 PM -05:00"]
[22728,"TMP182_22728",null,"INT","XF SPERVI1 230/115 kV  ftlo LN SPERVI1 - MULGRE2 230 kV",null,null,"XF SPERVI1 230/115 kV","LN SPERVI1 - MULGRE2 230 kV","4/18/2017 3:43:10 AM -05:00","7/6/2017 4:08:51 PM -05:00"]
[22729,"TMP211_22729",null,"INT","LN POTTER_S - NEWHART 230 kV  ftlo LN AMARIL_S - SWISHER 230 kV",null,null,"LN POTTER_S - NEWHART 230 kV","LN AMARIL_S - SWISHER 230 kV","4/18/2017 3:33:05 AM -05:00","7/6/2017 4:08:51 PM -05:00"]
[22769,"TMP250_22769",null,"INT","LN ASPEN - MOORLN1 138 kV  ftlo LN SWEETWT6 - WHEELER 230 kV",null,null,"LN ASPEN - MOORLN1 138 kV","LN SWEETWT6 - WHEELER 230 kV","4/29/2017 7:46:28 AM -05:00","7/6/2017 4:08:51 PM -05:00"]
[22770,"TMP247_22770",null,"INT","LN ELK-CITY - ELKCITY2 69 kV  ftlo LN SWEETWT6 - WHEELER 230 kV",null,null,"LN ELK-CITY - ELKCITY2 69 kV","LN SWEETWT6 - WHEELER 230 kV","4/29/2017 12:12:34 PM -05:00","7/6/2017 4:08:51 PM -05:00"]
[22822,"TMP214_22822",null,"INT","LN CKSKI1 - KILDR 138 kV  ftlo LN VIOLA7 - WICH 345 kV",null,null,"LN CKSKI1 - KILDR 138 kV","LN VIOLA7 - WICH 345 kV","5/16/2017 12:11:49 PM -05:00","7/6/2017 4:08:51 PM -05:00"]
[22836,"TMP169_22836",null,"INT","LN ORO1101 - OAK432 161 kV  ftlo LN TIP2921 - NEOSPA 161 kV",null,null,"LN ORO1101 - OAK432 161 kV","LN TIP2921 - NEOSPA 161 kV","5/18/2017 2:28:12 PM -05:00","7/6/2017 4:08:51 PM -05:00"]
[22853,"TMP258_22853",null,"INT","LN COLNY - BATTLEF5 161 kV  ftlo LN QANXT - BRLNG 161 kV",null,null,"LN COLNY - BATTLEF5 161 kV","LN QANXT - BRLNG 161 kV","5/26/2017 10:46:15 PM -05:00","7/6/2017 4:08:51 PM -05:00"]
[22855,"TMP255_22855",null,"INT","LN MARSHAL - JEFF_SWC 138 kV  ftlo XF PIRKEY 345/138 kV",null,null,"LN MARSHAL - JEFF_SWC 138 kV","XF PIRKEY 345/138 kV","5/28/2017 5:54:58 PM -05:00","7/6/2017 4:08:51 PM -05:00"]
[22850,"TMP270_22850",null,"INT","LN WILKES - MUNZ_CTY 138 kV  ftlo LN WELSH - LYDIA 345 kV",null,null,"LN WILKES - MUNZ_CTY 138 kV","LN WELSH - LYDIA 345 kV","5/25/2017 9:17:52 PM -05:00","7/6/2017 4:08:52 PM -05:00"]
[22851,"TMP264_22851",null,"INT","LN PATTERS - W_ASHDWN 138 kV  ftlo LN NWTEXAR - VALLIANT 345 kV",null,null,"LN PATTERS - W_ASHDWN 138 kV","LN NWTEXAR - VALLIANT 345 kV","5/25/2017 9:17:52 PM -05:00","7/6/2017 4:08:52 PM -05:00"]
[22853,"TMP258_22853",null,"INT","LN COLNY - BATTLEF5 161 kV  ftlo LN QANXT - BRLNG 161 kV",null,null,"LN COLNY - BATTLEF5 161 kV","LN QANXT - BRLNG 161 kV","5/26/2017 10:46:15 PM -05:00","7/6/2017 4:08:52 PM -05:00"]
[22856,"TMP261_22856",null,"INT","LN MARSHAL - JEFF_SWC 138 kV  ftlo LN PIRKEY - DIANA 345 kV",null,null,"LN MARSHAL - JEFF_SWC 138 kV","LN PIRKEY - DIANA 345 kV","5/28/2017 6:48:59 PM -05:00","7/6/2017 4:08:52 PM -05:00"]
[22945,"TEMP69_22945",null,"INT","LN WARDWA - BISMARK2 230 kV  ftlo LN JMSTNOTP - BUFFALO2 345 kV",null,null,"LN WARDWA - BISMARK2 230 kV","LN JMSTNOTP - BUFFALO2 345 kV","7/6/2017 4:38:40 PM -05:00","7/6/2017 7:42:52 PM -05:00"]
[22291,"TEMP35_22291",null,"RCF","LN VBI5 - GRANDPR5 161 kV  ftlo LN FTSMTH - ARK_NU 500 kV",null,null,"LN VBI5 - GRANDPR5 161 kV","LN FTSMTH - ARK_NU 500 kV","10/24/2016 10:40:56 AM -05:00","7/10/2017 2:26:39 PM -05:00"]
[22397,"TMP139_22397",null,"RCF","LN VBI5 - GRANDPR5 161 kV  ftlo LN VBI5 - TWNBRDG5 161 kV",null,null,"LN VBI5 - GRANDPR5 161 kV","LN VBI5 - TWNBRDG5 161 kV","11/29/2016 3:28:50 AM -06:00","7/10/2017 2:26:39 PM -05:00"]
[22533,"TMP222_22533",null,"RCF","XF FTSMTH 500/1 kV  ftlo XF FTSMTH 500/1 kV",null,null,"XF FTSMTH 500/1 kV","XF FTSMTH 500/1 kV","1/13/2017 3:56:15 PM -06:00","7/10/2017 2:26:39 PM -05:00"]
[22796,"TMP221_22796",null,"RCF","LN SUB1221 - SUB1231 161 kV  ftlo LN SUB3456 - SUB3459 345 kV",null,null,"LN SUB1221 - SUB1231 161 kV","LN SUB3456 - SUB3459 345 kV","5/4/2017 5:06:49 PM -05:00","7/10/2017 2:26:39 PM -05:00"]
[22839,"TMP168_22839",null,"RCF","LN TAHLQH5 - HWY59 161 kV  ftlo LN VANBUR1 - VBI5 161 kV",null,null,"LN TAHLQH5 - HWY59 161 kV","LN VANBUR1 - VBI5 161 kV","5/19/2017 3:28:35 PM -05:00","7/10/2017 2:26:39 PM -05:00"]
[22840,"TEMP61_22840",null,"RCF","LN SUB3456 - SUB3455 345 kV  ftlo LN SUB3456 - SUB3459 345 kV",null,null,"LN SUB3456 - SUB3455 345 kV","LN SUB3456 - SUB3459 345 kV","5/19/2017 3:50:35 PM -05:00","7/10/2017 2:26:39 PM -05:00"]
[22911,"TMP217_22911",null,"INT","XF CIMARRON 345/138 kV  ftlo LN CIMARRON - DRAPR1 345 kV",null,null,"XF CIMARRON 345/138 kV","LN CIMARRON - DRAPR1 345 kV","6/21/2017 10:49:44 AM -05:00","7/13/2017 9:42:39 AM -05:00"]
[22731,"TMP274_22731",null,"RCF","LN CSYW - SULLIVAN 345 kV  ftlo LN BUNSONVL - EUGENE 345 kV",null,null,"LN CSYW - SULLIVAN 345 kV","LN BUNSONVL - EUGENE 345 kV","4/20/2017 12:42:47 PM -05:00","7/31/2017 11:54:33 PM -05:00"]
[5647,"AKISALMUSFTS",null,"INT","LN 5AKINS - SALISA1 161 kV  ftlo LN FTSMTH - MUSKOGEE 345 kV",null,null,"LN 5AKINS - SALISA1 161 kV","LN FTSMTH - MUSKOGEE 345 kV","6/29/2017 10:28:11 PM -05:00","7/31/2017 11:54:33 PM -05:00"]
[22726,"TMP180_22726",null,"INT","LN LINWOOD2 - CEDARGRO 138 kV  ftlo LN ARSENAL - FORTHUM 138 kV",null,null,"LN LINWOOD2 - CEDARGRO 138 kV","LN ARSENAL - FORTHUM 138 kV","4/18/2017 3:33:05 AM -05:00","8/15/2017 9:11:56 AM -05:00"]
[21085,"TEMP56_21085",null,"INT","LN TUCO - LUBBOCKE 115 kV  ftlo LN TUCO - JONESSUB 230 kV",null,null,"LN TUCO - LUBBOCKE 115 kV","LN TUCO - JONESSUB 230 kV","7/10/2015 12:19:28 PM -05:00","8/25/2017 2:44:58 PM -05:00"]
[22146,"TMP101_22146",null,"CFG","LN SKST - IDALIA 161 kV  ftlo LN W_NEWMAD - ESEX 345 kV",null,null,"LN SKST - IDALIA 161 kV","LN W_NEWMAD - ESEX 345 kV","9/19/2016 6:14:09 AM -05:00","8/25/2017 2:44:58 PM -05:00"]
[22865,"TEMP05_22865",null,"INT","LN B_SPRGS - BRULE 115 kV  ftlo LN SIDNEYM - KEYSTONE 345 kV",null,null,"LN B_SPRGS - BRULE 115 kV","LN SIDNEYM - KEYSTONE 345 kV","6/2/2017 4:36:25 PM -05:00","8/25/2017 2:44:58 PM -05:00"]
[22867,"TEMP29_22867",null,"INT","LN RDST2 - JSTREET5 161 kV  ftlo LN FTSMTH - MUSKOGEE 345 kV",null,null,"LN RDST2 - JSTREET5 161 kV","LN FTSMTH - MUSKOGEE 345 kV","6/4/2017 6:10:18 PM -05:00","8/25/2017 2:44:58 PM -05:00"]
[22873,"TMP175_22873",null,"INT","LN RB_SPRLK - MOORE_CO 115 kV  ftlo LN BORDER - TUCO 345 kV",null,null,"LN RB_SPRLK - MOORE_CO 115 kV","LN BORDER - TUCO 345 kV","6/5/2017 5:29:51 PM -05:00","8/25/2017 2:44:58 PM -05:00"]
[22874,"TMP143_22874",null,"INT","LN JOHNSON2 - CANADAY 115 kV  ftlo LN N_PLT1 - C_CREEK 230 kV",null,null,"LN JOHNSON2 - CANADAY 115 kV","LN N_PLT1 - C_CREEK 230 kV","6/5/2017 5:50:01 PM -05:00","8/25/2017 2:44:58 PM -05:00"]
[22916,"TMP176_22916",null,"INT","LN ARCHIE - ADRIAN5 161 kV  ftlo LN LACYGNE - N345 345 kV",null,null,"LN ARCHIE - ADRIAN5 161 kV","LN LACYGNE - N345 345 kV","6/23/2017 3:09:23 PM -05:00","8/25/2017 2:44:58 PM -05:00"]
[22927,"TEMP41_22927",null,"INT","LN EMAN - NMAN 230 kV  ftlo LN JEFF - MORR 345 kV",null,null,"LN EMAN - NMAN 230 kV","LN JEFF - MORR 345 kV","6/26/2017 7:09:22 PM -05:00","8/25/2017 2:44:58 PM -05:00"]
[22928,"TMP133_22928",null,"INT","LN SHAYS - MULGRE2 230 kV  ftlo XF POSTROCK 345/230 kV",null,null,"LN SHAYS - MULGRE2 230 kV","XF POSTROCK 345/230 kV","6/27/2017 3:32:44 PM -05:00","8/25/2017 2:44:58 PM -05:00"]
[22938,"TEMP51_22938",null,"INT","LN LEC - JARB 115 kV  ftlo LN HOYT - STRA 345 kV",null,null,"LN LEC - JARB 115 kV","LN HOYT - STRA 345 kV","7/3/2017 1:48:34 PM -05:00","8/25/2017 2:44:58 PM -05:00"]
[22942,"TEMP84_22942",null,"INT","LN LONGWOO - LIEBERM 138 kV  ftlo LN LONGWOO - NORAM 138 kV",null,null,"LN LONGWOO - LIEBERM 138 kV","LN LONGWOO - NORAM 138 kV","7/6/2017 1:25:54 AM -05:00","8/25/2017 2:44:58 PM -05:00"]
[22960,"TMP182_22960",null,"INT","LN BISLE - WSTRN 138 kV  ftlo LN MEMRL - KELLYAV4 138 kV",null,null,"LN BISLE - WSTRN 138 kV","LN MEMRL - KELLYAV4 138 kV","7/11/2017 1:37:45 AM -05:00","8/25/2017 2:44:58 PM -05:00"]
[22969,"TMP139_22969",null,"INT","LN MIDJ - BISM 115 kV  ftlo XF LAWH 230/115 kV",null,null,"LN MIDJ - BISM 115 kV","XF LAWH 230/115 kV","7/14/2017 2:59:16 PM -05:00","8/25/2017 2:44:58 PM -05:00"]
[22970,"TMP140_22970",null,"INT","LN LEC - LAWH 115 kV  ftlo XF LAWH 230/115 kV",null,null,"LN LEC - LAWH 115 kV","XF LAWH 230/115 kV","7/14/2017 3:09:29 PM -05:00","8/25/2017 2:44:58 PM -05:00"]
[23016,"TEMP74_23016",null,"INT","LN WMCP - CJOHN 115 kV  ftlo XF EMCP 230/115 kV",null,null,"LN WMCP - CJOHN 115 kV","XF EMCP 230/115 kV","8/15/2017 7:28:27 PM -05:00","8/25/2017 2:44:58 PM -05:00"]
[22498,"TMP230_22498",null,"INT","LN RDST2 - JSTREET5 161 kV  ftlo LN QANXT - BRLNG 161 kV",null,null,"LN RDST2 - JSTREET5 161 kV","LN QANXT - BRLNG 161 kV","1/4/2017 2:42:44 PM -06:00","8/25/2017 2:44:59 PM -05:00"]
[22869,"TMP195_22869",null,"INT","LN PLTCTY - KCI 161 kV  ftlo LN NASHUA - ROANRDGE 161 kV",null,null,"LN PLTCTY - KCI 161 kV","LN NASHUA - ROANRDGE 161 kV","6/5/2017 12:45:41 PM -05:00","8/25/2017 2:44:59 PM -05:00"]
[22879,"TMP234_22879",null,"INT","LN RDST2 - JSTREET5 161 kV  ftlo LN FTSMTH - COLNY 161 kV",null,null,"LN RDST2 - JSTREET5 161 kV","LN FTSMTH - COLNY 161 kV","6/7/2017 4:58:28 PM -05:00","8/25/2017 2:44:59 PM -05:00"]
[22885,"TMP218_22885",null,"INT","XF NOWST1 138/1 kV  ftlo XF NOWST1 345/1 kV",null,null,"XF NOWST1 138/1 kV","XF NOWST1 345/1 kV","6/12/2017 2:06:17 AM -05:00","8/25/2017 2:44:59 PM -05:00"]
[22960,"TMP182_22960",null,"INT","LN BISLE - WSTRN 138 kV  ftlo LN MEMRL - KELLYAV4 138 kV",null,null,"LN BISLE - WSTRN 138 kV","LN MEMRL - KELLYAV4 138 kV","7/11/2017 1:37:45 AM -05:00","8/25/2017 2:44:59 PM -05:00"]
[22987,"TMP255_22987",null,"INT","LN CRAIG - LENEXA 161 kV  ftlo LN CRAIG - LENEXA 161 kV",null,null,"LN CRAIG - LENEXA 161 kV","LN CRAIG - LENEXA 161 kV","7/24/2017 4:19:09 AM -05:00","8/25/2017 2:44:59 PM -05:00"]
[22118,"TMP127_22118",null,"RCF","XF HAMPTON2 161/69 kV  ftlo LN WELSBRG - M_TOWN 161 kV",null,null,"XF HAMPTON2 161/69 kV","LN WELSBRG - M_TOWN 161 kV","9/8/2016 8:03:05 PM -05:00","8/29/2017 2:04:52 PM -05:00"]
[22288,"TMP224_22288",null,"RCF","LN LAWRENC - SIOUXFL 115 kV  ftlo LN HLNDWIND - RAUN 345 kV",null,null,"LN LAWRENC - SIOUXFL 115 kV","LN HLNDWIND - RAUN 345 kV","10/22/2016 11:35:46 PM -05:00","8/29/2017 2:04:52 PM -05:00"]
[22641,"TMP265_22641",null,"RCF","LN HANCOCK2 - BURT 161 kV  ftlo LN EMERY - FLOYD 161 kV",null,null,"LN HANCOCK2 - BURT 161 kV","LN EMERY - FLOYD 161 kV","3/10/2017 10:55:46 AM -06:00","8/29/2017 2:04:52 PM -05:00"]
[22918,"TEMP39_22918",null,"RCF","LN COOPER - ST_JOE 345 kV  ftlo LN KETCHEM - SIBLEY 345 kV",null,null,"LN COOPER - ST_JOE 345 kV","LN KETCHEM - SIBLEY 345 kV","6/23/2017 6:11:15 PM -05:00","8/29/2017 2:04:52 PM -05:00"]
[6317,"3VI3TR7SA7EL",null,"RCF","LN VIENNA - TRCR 115 kV  ftlo LN EL_EHV - SAREPT 345 kV",null,null,"LN VIENNA - TRCR 115 kV","LN EL_EHV - SAREPT 345 kV",null,"9/1/2017 12:02:13 AM -05:00"]
[6318,"3VITRU7SA3SA",null,"RCF","LN VIENNA - TRCR 115 kV  ftlo XF SAREPT 345/115 kV",null,null,"LN VIENNA - TRCR 115 kV","XF SAREPT 345/115 kV",null,"9/1/2017 12:02:13 AM -05:00"]
[6320,"3TR3AR8EL7EL",null,"RCF","LN TRCR - VIENNA 115 kV  ftlo XF EL_EHV 500/1 kV",null,null,"LN TRCR - VIENNA 115 kV","XF EL_EHV 500/1 kV",null,"9/1/2017 12:02:13 AM -05:00"]
[1308,"DANDODHARMOL",null,"RCF","LN DANVL3 - DODSON 115 kV  ftlo LN MOLIVE - LAYFLD_A 500 kV",null,null,"LN DANVL3 - DODSON 115 kV","LN MOLIVE - LAYFLD_A 500 kV","6/1/2017 11:14:52 AM -05:00","9/1/2017 12:02:14 AM -05:00"]
[1942,"HARXFRCYPHAR",null,"RCF","XF HARTBG 500/230 kV  ftlo LN HARTBG - CYP 500 kV",null,null,"XF HARTBG 500/230 kV","LN HARTBG - CYP 500 kV","8/13/2015 9:47:59 AM -05:00","9/1/2017 12:02:14 AM -05:00"]
[22558,"TMP159_22558",null,"RCF","XF DOLET 345/230 kV  ftlo LN CROCKETT - LATEXO 138 kV",null,null,"XF DOLET 345/230 kV","LN CROCKETT - LATEXO 138 kV","1/31/2017 5:00:37 PM -06:00","9/1/2017 12:02:14 AM -05:00"]
[6314,"3VITUS7ELELD",null,"RCF","LN TRCR - VIENNA 115 kV  ftlo XF EL_EHV 500/1 kV",null,null,"LN TRCR - VIENNA 115 kV","XF EL_EHV 500/1 kV",null,"9/1/2017 12:02:14 AM -05:00"]
[6339,"HODLUCMONCLA",null,"RCF","LN HODGE - LUCKY 115 kV  ftlo LN MONTGM - CLARN 230 kV",null,null,"LN HODGE - LUCKY 115 kV","LN MONTGM - CLARN 230 kV",null,"9/1/2017 12:02:14 AM -05:00"]
[6434,"SAITXPDOLSHR",null,"RCF","LN SAILES - TXPSEX 115 kV  ftlo LN DOLET - SWSHREV 345 kV",null,null,"LN SAILES - TXPSEX 115 kV","LN DOLET - SWSHREV 345 kV","5/9/2016 7:40:53 PM -05:00","9/1/2017 12:02:14 AM -05:00"]
[6724,"GRIMTZCYPHAR",null,"RCF","LN GRI - MTZ 138 kV  ftlo LN HARTBG - CYP 500 kV",null,null,"LN GRI - MTZ 138 kV","LN HARTBG - CYP 500 kV",null,"9/1/2017 12:02:14 AM -05:00"]
[6726,"GRIMTZMOLHAR",null,"RCF","LN GRI - MTZ 138 kV  ftlo LN LAYFLD_A - HARTBG 500 kV",null,null,"LN GRI - MTZ 138 kV","LN LAYFLD_A - HARTBG 500 kV","8/13/2015 9:47:59 AM -05:00","9/1/2017 12:02:14 AM -05:00"]
[6784,"MINSARMOLELD",null,"RCF","LN MINDE3 - SAREPT 115 kV  ftlo LN MOLIVE - EL_EHV 500 kV",null,null,"LN MINDE3 - SAREPT 115 kV","LN MOLIVE - EL_EHV 500 kV","8/13/2015 9:47:59 AM -05:00","9/1/2017 12:02:14 AM -05:00"]
[6804,"SARMINELDMOL",null,"RCF","LN SAREPT - MINDE3 115 kV  ftlo LN EL_EHV - MOLIVE 500 kV",null,null,"LN SAREPT - MINDE3 115 kV","LN EL_EHV - MOLIVE 500 kV","8/13/2015 9:48:00 AM -05:00","9/1/2017 12:02:14 AM -05:00"]
[6824,"MINSARDOLDOL",null,"RCF","LN MINDE3 - SAREPT 115 kV  ftlo XF DOLET 345/230 kV",null,null,"LN MINDE3 - SAREPT 115 kV","XF DOLET 345/230 kV",null,"9/1/2017 12:02:14 AM -05:00"]
[22585,"TMP262_22585",null,"RCF","LN MURFSO - MURFET 115 kV  ftlo LN LONGWOO - SAREPT 345 kV",null,null,"LN MURFSO - MURFET 115 kV","LN LONGWOO - SAREPT 345 kV","2/10/2017 5:39:46 PM -06:00","9/1/2017 12:02:15 AM -05:00"]
[6321,"VLA3TRPIRKEY",null,"RCF",null,null,null,"LN VIENNA - TRCR 115 kV",null,null,"9/1/2017 12:02:15 AM -05:00"]
[6336,"VIETRUSARMIN",null,"RCF","LN VIENNA - TRCR 115 kV  ftlo LN SAREPT - MINDE3 115 kV",null,null,"LN VIENNA - TRCR 115 kV","LN SAREPT - MINDE3 115 kV",null,"9/1/2017 12:02:15 AM -05:00"]
[6340,"VIETRUDANJON",null,"RCF","LN VIENNA - TRCR 115 kV  ftlo LN DANVL3 - JONSB3 115 kV",null,null,"LN VIENNA - TRCR 115 kV","LN DANVL3 - JONSB3 115 kV",null,"9/1/2017 12:02:15 AM -05:00"]
[6500,"VIERUSELESTL",null,"RCF","LN VIENNA - RSTE 115 kV  ftlo LN EL_EHV - STL500 500 kV",null,null,"LN VIENNA - RSTE 115 kV","LN EL_EHV - STL500 500 kV",null,"9/1/2017 12:02:15 AM -05:00"]
[22929,"TMP167_22929",null,"INT","XF CRSW 138/69 kV  ftlo XF CRSW 138/69 kV",null,null,"XF CRSW 138/69 kV","XF CRSW 138/69 kV","6/28/2017 1:59:36 PM -05:00","9/1/2017 1:13:43 AM -05:00"]
[1047,"MONCLISIBOVE",null,"RCF","LN MONTROSE - CLINTON 161 kV  ftlo LN SIBL_KCP - OVER 345 kV",null,null,"LN MONTROSE - CLINTON 161 kV","LN SIBL_KCP - OVER 345 kV",null,"9/1/2017 10:43:53 AM -05:00"]
[1683,"NWA5EDOVESIB",null,"RCF","LN NWARSAEC - 5EDMONS 161 kV  ftlo LN SIBL_KCP - OVER 345 kV",null,null,"LN NWARSAEC - 5EDMONS 161 kV","LN SIBL_KCP - OVER 345 kV",null,"9/1/2017 10:43:53 AM -05:00"]
[20049,"TEMP78_20049",null,"RCF","LN MONTROSE - CLINTON 161 kV  ftlo LN MCRD - MTGY 345 kV",null,null,"LN MONTROSE - CLINTON 161 kV","LN MCRD - MTGY 345 kV",null,"9/1/2017 10:43:53 AM -05:00"]
[22952,"TEMP04_22952",null,"INT","LN LAWH - MOCK 115 kV  ftlo LN LAWH - BALDCRK 115 kV",null,null,"LN LAWH - MOCK 115 kV","LN LAWH - BALDCRK 115 kV","7/8/2017 6:29:23 PM -05:00","9/22/2017 3:42:19 PM -05:00"]
[20937,"TEMP50_20937",null,"INT","LN WOLFFORT - TERRY_CO 115 kV  ftlo LN SUNDOWN2 - AMOCO_SW 230 kV",null,null,"LN WOLFFORT - TERRY_CO 115 kV","LN SUNDOWN2 - AMOCO_SW 230 kV","5/3/2015 11:28:09 AM -05:00","9/22/2017 3:54:20 PM -05:00"]
[21391,"TEMP58_21391",null,"INT","LN WR_SMKHL - SUMM 230 kV  ftlo LN CLARKCO - THISTLE7 345 kV",null,null,"LN WR_SMKHL - SUMM 230 kV","LN CLARKCO - THISTLE7 345 kV","12/13/2015 9:00:07 PM -06:00","9/22/2017 3:54:20 PM -05:00"]
[22725,"TEMP64_22725",null,"INT","XF BLACKHAW 115/69 kV  ftlo LN BLACKHAW - WO_OPER 115 kV",null,null,"XF BLACKHAW 115/69 kV","LN BLACKHAW - WO_OPER 115 kV","4/17/2017 4:09:55 PM -05:00","9/22/2017 3:54:20 PM -05:00"]
[22826,"TEMP32_22826",null,"INT","LN HOBART_J - MARTHA 138 kV  ftlo LN CLINTON4 - WEATHFD 138 kV",null,null,"LN HOBART_J - MARTHA 138 kV","LN CLINTON4 - WEATHFD 138 kV","5/16/2017 6:15:59 PM -05:00","9/22/2017 3:54:20 PM -05:00"]
[22930,"TEMP42_22930",null,"INT","LN BULL_SHL - SLEDHL 161 kV  ftlo LN HRSN_E - EVRTON 161 kV",null,null,"LN BULL_SHL - SLEDHL 161 kV","LN HRSN_E - EVRTON 161 kV","6/29/2017 1:40:57 AM -05:00","9/22/2017 3:54:20 PM -05:00"]
[22957,"TEMP12_22957",null,"INT","LN WOLFPT - CIRCLE 115 kV  ftlo LN FTPECK - DAWSONC 230 kV",null,null,"LN WOLFPT - CIRCLE 115 kV","LN FTPECK - DAWSONC 230 kV","7/10/2017 11:19:00 AM -05:00","9/22/2017 3:54:20 PM -05:00"]
[22963,"TEMP15_22963",null,"INT","LN AXTELL1 - KEARNEY9 115 kV  ftlo LN SWEETW4 - GRISLD1 345 kV",null,null,"LN AXTELL1 - KEARNEY9 115 kV","LN SWEETW4 - GRISLD1 345 kV","7/11/2017 2:13:57 PM -05:00","9/22/2017 3:54:20 PM -05:00"]
[22981,"TEMP52_22981",null,"INT","LN SUB1231 - SUB1235 161 kV  ftlo LN SUB1254 - SUB1249 161 kV",null,null,"LN SUB1231 - SUB1235 161 kV","LN SUB1254 - SUB1249 161 kV","7/21/2017 2:25:08 PM -05:00","9/22/2017 3:54:20 PM -05:00"]
[22991,"TEMP26_22991",null,"INT","LN VINETAP3 - NHAYS 115 kV  ftlo LN SHAYS - POSTROCK 230 kV",null,null,"LN VINETAP3 - NHAYS 115 kV","LN SHAYS - POSTROCK 230 kV","7/26/2017 6:34:54 AM -05:00","9/22/2017 3:54:20 PM -05:00"]
[22542,"TEMP92_22542",null,"INT","LN ELK-CITY - CLINT_J 138 kV  ftlo LN TUCO - OKLAUNIO 345 kV",null,null,"LN ELK-CITY - CLINT_J 138 kV","LN TUCO - OKLAUNIO 345 kV","1/18/2017 11:27:47 PM -06:00","9/26/2017 3:24:16 PM -05:00"]
[22845,"TEMP76_22845",null,"INT","LN NEOSPA - NEO_EDE 161 kV  ftlo LN BROOK_LN - FLINTCRK 345 kV",null,null,"LN NEOSPA - NEO_EDE 161 kV","LN BROOK_LN - FLINTCRK 345 kV","5/22/2017 11:21:33 AM -05:00","9/26/2017 3:24:16 PM -05:00"]
[22846,"TMP106_22846",null,"INT","LN NEOSPA - NEO_EDE 161 kV  ftlo LN GRDA17 - TONNECE 345 kV",null,null,"LN NEOSPA - NEO_EDE 161 kV","LN GRDA17 - TONNECE 345 kV","5/24/2017 8:04:52 PM -05:00","9/26/2017 3:24:16 PM -05:00"]
[22876,"TMP107_22876",null,"INT","LN SIDNEY - COLTON 115 kV  ftlo LN SIDNEYM - KEYSTONE 345 kV",null,null,"LN SIDNEY - COLTON 115 kV","LN SIDNEYM - KEYSTONE 345 kV","6/5/2017 9:02:04 PM -05:00","9/26/2017 3:24:16 PM -05:00"]
[22921,"TEMP79_22921",null,"INT","LN NEOSPA - NEO_EDE 161 kV  ftlo LN NEOSPA - 5WASHBR 161 kV",null,null,"LN NEOSPA - NEO_EDE 161 kV","LN NEOSPA - 5WASHBR 161 kV","6/25/2017 10:17:00 AM -05:00","9/26/2017 3:24:16 PM -05:00"]
[22967,"TEMP95_22967",null,"INT","LN SHELDON - SWBENNET 115 kV  ftlo LN SHELDON - FOLSOM 115 kV",null,null,"LN SHELDON - SWBENNET 115 kV","LN SHELDON - FOLSOM 115 kV","7/11/2017 5:49:01 PM -05:00","9/26/2017 3:24:16 PM -05:00"]
[22985,"TEMP90_22985",null,"INT","LN PRALEE - BLSPS 161 kV  ftlo XF SIBLEY 345/1 kV",null,null,"LN PRALEE - BLSPS 161 kV","XF SIBLEY 345/1 kV","7/23/2017 3:58:55 PM -05:00","9/26/2017 3:24:16 PM -05:00"]
[22859,"TMP132_22859",null,"INT","LN SUMM - EMCP 230 kV  ftlo LN SUMM - RENO 345 kV",null,null,"LN SUMM - EMCP 230 kV","LN SUMM - RENO 345 kV","5/30/2017 11:03:20 AM -05:00","9/26/2017 3:24:17 PM -05:00"]
[22870,"TMP134_22870",null,"INT","LN 134PENTP - WESTMOR4 138 kV  ftlo LN HOLWD - INDNH 138 kV",null,null,"LN 134PENTP - WESTMOR4 138 kV","LN HOLWD - INDNH 138 kV","6/5/2017 1:38:39 PM -05:00","9/26/2017 3:24:17 PM -05:00"]
[22889,"TMP128_22889",null,"INT","LN ANADARKO - SEQUOYAH 138 kV  ftlo LN WASHIT1 - SW_STA 138 kV",null,null,"LN ANADARKO - SEQUOYAH 138 kV","LN WASHIT1 - SW_STA 138 kV","6/12/2017 4:40:39 PM -05:00","9/26/2017 3:24:17 PM -05:00"]
[22932,"TMP114_22932",null,"INT","LN ANADARKO - SW_STA 138 kV  ftlo LN WASHIT1 - SW_STA 138 kV",null,null,"LN ANADARKO - SW_STA 138 kV","LN WASHIT1 - SW_STA 138 kV","6/28/2017 4:17:37 PM -05:00","9/26/2017 3:24:17 PM -05:00"]
[22984,"TMP117_22984",null,"INT","LN LUBBOCKS - LUBBOCKE 115 kV  ftlo LN JONESSUB - LUBBOCKE 230 kV",null,null,"LN LUBBOCKS - LUBBOCKE 115 kV","LN JONESSUB - LUBBOCKE 230 kV","7/23/2017 2:22:55 PM -05:00","9/26/2017 3:24:17 PM -05:00"]
[22694,"TMP142_22694",null,"INT","LN HOBART_J - MARTHA 138 kV  ftlo LN SWEETWT6 - WHEELER 230 kV",null,null,"LN HOBART_J - MARTHA 138 kV","LN SWEETWT6 - WHEELER 230 kV","4/4/2017 10:48:50 AM -05:00","9/26/2017 3:36:04 PM -05:00"]
[22754,"TMP154_22754",null,"INT","LN TIP2921 - MONETT 161 kV  ftlo LN BLACKBRY - JASPER7 345 kV",null,null,"LN TIP2921 - MONETT 161 kV","LN BLACKBRY - JASPER7 345 kV","4/26/2017 4:02:33 AM -05:00","9/26/2017 3:36:04 PM -05:00"]
[21931,"TMP203_21931",null,"INT","XF CIMARRON 345/138 kV  ftlo XF CIMARRON 345/138 kV",null,null,"XF CIMARRON 345/138 kV","XF CIMARRON 345/138 kV","6/22/2016 2:08:09 PM -05:00","9/26/2017 3:36:05 PM -05:00"]
[22818,"TMP252_22818",null,"INT","LN CRKCREEK - CUDAHY1 115 kV  ftlo LN SPERVI1 - MULGRE2 230 kV",null,null,"LN CRKCREEK - CUDAHY1 115 kV","LN SPERVI1 - MULGRE2 230 kV","5/15/2017 11:51:29 AM -05:00","9/26/2017 3:36:05 PM -05:00"]
[22820,"TMP226_22820",null,"INT","XF FTPECK 230/115 kV  ftlo LN BELFELD - CHAR_CK 345 kV",null,null,"XF FTPECK 230/115 kV","LN BELFELD - CHAR_CK 345 kV","5/15/2017 12:23:29 PM -05:00","9/26/2017 3:36:05 PM -05:00"]
[22857,"TMP189_22857",null,"INT","LN ASB3491 - CJ366 161 kV  ftlo LN ASB3491 - PUR421 161 kV",null,null,"LN ASB3491 - CJ366 161 kV","LN ASB3491 - PUR421 161 kV","5/29/2017 10:51:15 AM -05:00","9/26/2017 3:36:05 PM -05:00"]
[22863,"TMP248_22863",null,"INT","XF VALLIANT 345/138 kV  ftlo LN VALLIANT - HUGOPP4 345 kV",null,null,"XF VALLIANT 345/138 kV","LN VALLIANT - HUGOPP4 345 kV","6/1/2017 9:26:21 AM -05:00","9/26/2017 3:36:05 PM -05:00"]
[22890,"TMP229_22890",null,"INT","XF ARCAD7 345/138 kV  ftlo XF ARCAD7 345/138 kV",null,null,"XF ARCAD7 345/138 kV","XF ARCAD7 345/138 kV","6/12/2017 7:42:39 PM -05:00","9/26/2017 3:36:05 PM -05:00"]
[22902,"TMP269_22902",null,"INT","LN 70_BLUF - SUB1214 161 kV  ftlo LN WAGENER - SUB3454 345 kV",null,null,"LN 70_BLUF - SUB1214 161 kV","LN WAGENER - SUB3454 345 kV","6/17/2017 11:32:12 AM -05:00","9/26/2017 3:36:05 PM -05:00"]
[22903,"TMP157_22903",null,"INT","XF FLINTCRK 345/161 kV  ftlo LN CLRKSVLE - CHAMBERS 345 kV",null,null,"XF FLINTCRK 345/161 kV","LN CLRKSVLE - CHAMBERS 345 kV","6/17/2017 9:30:55 PM -05:00","9/26/2017 3:36:05 PM -05:00"]
[22908,"TMP216_22908",null,"INT","LN SUB1263 - SUB1280 161 kV  ftlo LN 103_ROKE - NEBRCTY 345 kV",null,null,"LN SUB1263 - SUB1280 161 kV","LN 103_ROKE - NEBRCTY 345 kV","6/20/2017 8:54:27 PM -05:00","9/26/2017 3:36:05 PM -05:00"]
[22917,"TMP190_22917",null,"INT","LN REDBUD - RIVRSIDE 345 kV  ftlo LN REDBUD - ARCAD7 345 kV",null,null,"LN REDBUD - RIVRSIDE 345 kV","LN REDBUD - ARCAD7 345 kV","6/23/2017 3:09:23 PM -05:00","9/26/2017 3:36:05 PM -05:00"]
[22977,"TMP261_22977",null,"INT","LN ANADARKO - SEQUOYAH 138 kV  ftlo LN SW_STA - VERDEN4 138 kV",null,null,"LN ANADARKO - SEQUOYAH 138 kV","LN SW_STA - VERDEN4 138 kV","7/19/2017 5:21:50 PM -05:00","9/26/2017 3:36:05 PM -05:00"]
[22849,"TMP124_22849",null,"RCF","LN LACYGNE - N345 345 kV  ftlo LN LACYGNE - STILWELL 345 kV",null,null,"LN LACYGNE - N345 345 kV","LN LACYGNE - STILWELL 345 kV","5/25/2017 2:36:58 AM -05:00","9/27/2017 3:30:36 PM -05:00"]
[22934,"TEMP53_22934",null,"RCF","LN PLYMOTH - SIOUXCY 161 kV  ftlo LN RAUN - SIOUXCY 345 kV",null,null,"LN PLYMOTH - SIOUXCY 161 kV","LN RAUN - SIOUXCY 345 kV","6/30/2017 2:09:11 AM -05:00","9/27/2017 3:30:36 PM -05:00"]
[22555,"TMP126_22555",null,"RCF","LN HNCOCKCB - KLEMMECB 69 kV  ftlo LN EMERY - FLOYD 161 kV",null,null,"LN HNCOCKCB - KLEMMECB 69 kV","LN EMERY - FLOYD 161 kV","1/27/2017 4:16:41 PM -06:00","9/27/2017 3:30:37 PM -05:00"]
[22592,"TMP260_22592",null,"RCF","LN CBLUFFS - SUB1206 161 kV  ftlo LN CBLUFFS - SUB3456 345 kV",null,null,"LN CBLUFFS - SUB1206 161 kV","LN CBLUFFS - SUB3456 345 kV","2/15/2017 10:28:58 PM -06:00","9/27/2017 3:30:37 PM -05:00"]
[22901,"TMP138_22901",null,"RCF","LN NEBRCTY - 103_ROKE 345 kV  ftlo LN NEBRCTY - COOPER 345 kV",null,null,"LN NEBRCTY - 103_ROKE 345 kV","LN NEBRCTY - COOPER 345 kV","6/16/2017 8:24:56 PM -05:00","9/27/2017 3:30:37 PM -05:00"]
[22906,"TMP205_22906",null,"RCF","LN CLARNDA - MRYVL_SJ 161 kV  ftlo LN COOPER - ST_JOE 345 kV",null,null,"LN CLARNDA - MRYVL_SJ 161 kV","LN COOPER - ST_JOE 345 kV","6/19/2017 7:26:49 PM -05:00","9/27/2017 3:30:37 PM -05:00"]
[22631,"TMP241_22631",null,"RCF","LN CHETAX - HSVILG 115 kV  ftlo LN RUSL_E - RUSL_N 161 kV",null,null,"LN CHETAX - HSVILG 115 kV","LN RUSL_E - RUSL_N 161 kV","3/8/2017 7:05:33 PM -06:00","10/5/2017 8:03:44 AM -05:00"]
[23119,"TMP269_23119",null,"RCF","LN COYOTEM - BEULAH 115 kV  ftlo LN CENTER2 - RGHRIDER 230 kV",null,null,"LN COYOTEM - BEULAH 115 kV","LN CENTER2 - RGHRIDER 230 kV","9/27/2017 9:27:19 AM -05:00","10/5/2017 8:03:45 AM -05:00"]
["For Date: 10/15/2017"]