## Cover Sheets
Western Area Power Administration (WAPA)
Upper Great Plains Region (WAPA-UGP)
Transmission and Ancillary Services
Rate True-up Calculation
Effective January 1, 2024
WAPA-UGP 2022 Rate True-up Calculation (Rev 1)
(Rate Order No. WAPA-188)
WAPA-UGP
Transmission and Ancillary Services List of Workpapers and Schedules
Worksheet Tab Label | Worksheet Tab Description
Summary-TrueUp | Worksheet "Summary-TrueUp" -- Calculation of True-ups
WS1-RateBase | Worksheet 1 -- Calculation of Rate Base
WS2-AllocFactor | Worksheet 2 -- Allocation Factors
WS3-RevCredits | Worksheet 3 -- Revenue Credit detail
WS4-CostData | Worksheet 4 -- Cost Support Data
WS5-BPUz | Worksheet 5 -- SPP Base Plan Upgrades (BPU) - Zonal
WS6-BPUr | Worksheet 6 -- SPP Base Plan Upgrades (BPU) - Regional
WS7-BPUFac | Worksheet 7 -- SPP Base Plan Upgrades (BPU) - Facilities
WS8-TranFac | Worksheet 8 -- Transmission Facilities
WS9-AI-Inc | Worksheet 9 -- WAPA-UGP Facilities Included per SPP Tariff Attachment AI
WS10-AI-Excl | Worksheet 10 -- WAPA-UGP Facilities Excluded per SPP Tariff Attachment AI
WS11-FacChanges | Worksheet 11 -- Facility Changes Detail
WS12-SSCD | Worksheet 12 -- Scheduling, System Control and Dispatch Service (SSCD) ARR
WS13-SSCDFac | Worksheet 13 -- Scheduling, System Conrol and Dispatch Service (SSCD) Facilities
WS14-Reg | Worksheet 14 -- Regulation and Frequency Response ARR
WS15-Res | Worksheet 15 -- Reserves ARR

## Summary-TrueUp
WAPA-UGP 2022 Rate True-up Calculation (Rev 1) |  | Back to Worksheet Links
Summary-TrueUp
12 Months Ending 09/30/2022 True-up
| -1 | -2 | -3 | -4 | -5 | -6
Western-UGP
True-up Summary
Western-UGP Difference
Line No. | Description | Reference | SPP 2022 Estimate | SPP 2022 Actual | Allocation | Annual
1 | Gross Zonal Revenue Requirement-Sch 9 | WS1-RateBase C5L1 | 160025370 | 159607649.0042 |  | -417720.9958
2 | Firm Point-to-Point Transmission Service Credit/1 | WS3-RevCredits C6L28 | -6094000 | -6972607.69 | 100% | -878607.69
3 | Non-Firm Point-to-Point Transmission Service Credit | WS3-RevCredits C6L42 | -2725000 | -3231130.66 | 100% | -506130.66
4 | Revenue from Existing Transmission Agreements | WS3-RevCredits C6L56+L70 | -1170700 | -1247563.38 | 100% | -76863.38
5 | Scheduling, System Control, and Dispatch Service Credit | WS12-SSCD C2L11 | -12798990 | -13100841.3873 | 100% | -301851.3873
6 | Account No. 454 | WS3-RevCredits C6L98 | -61359 | -4239.84 | 100% | 57119.16
7 | Z2 Nonfirm Point-to-Point Revenue Credit | WS3-RevCredits C6L14 | 0 | 13437.93 | 100% | 13437.93
8 | Schedule 11 Point-to-Point Revenue Credit | Summary-ATRR C5L9 | -68400 | 0 | 100% | 68400
9 | Total Revenue Credits | Subtotal | -22918449 | -24542945.0273 |  | -1624496.0273
11 | Prior Year True Up /2 | WS1-RateBase C5L3 | -721970 | -1135858 |  | -413888
12 | 2022 Net Revenue Requirement-Sch 9 | Subtotal | 136384951 | 133928845.9769 |  | -2456105.0231
13 | 2022 Network Revenue (estimated/received) | WS3-RevCredits C6L112 | -136384951 | -136384950.06 |  | -0.06
14 | Total Schedule 9 2022 True-up (to WS1-RateBase, Line 3, 2024 est) |  | 0 | -2456104.0831 |  | -2456105.0831
15
16 | SPP BPU - Gross Zonal Schedule 11 Revenue Requirement | WS5-BPUz C12L15 | 765921 | 761764.878 |  | -4156.122
17 | BPU Zonal Schedule 11 PTP Revenue (estimated/received) | WS3-RevCredits C6L182 | -68400 | -73719.4 |  | -5319.4
18 | BPU Zonal Schedule 11 Revenue (estimated/received) | WS3-RevCredits C6L168 | -697521 | -759858.04 |  | -62337.04
19 | Total SPP BPU - Zonal Schedule 11 2022 True-up (to WS5-BPUz, C14L12, 2024 est) |  | 0 | -71812.562 |  | -71812.562
20
21 | SPP BPU - Gross Regional Schedule 11 Revenue Requirement | WS5-BPUr C12L13 | 117827 | 113140.0958 |  | -4686.9042
22 | BPU Regional Schedule 11 PTP Revenue (estimated/received) | WS3-RevCredits C6L210 | -8425 | -8435.17 |  | -10.17
23 | BPU Regional Schedule 11 Revenue (estimated/received) | WS3-RevCredits C6L196 | -109402 | -126978.99 |  | -17576.99
24 | Total SPP BPU - Regional Schedule 11 2022 True-up (to WS6-BPUr, C14L11, 2024 est) |  | 0 | -22274.0642 |  | -22274.0642
25 | 2022 Actual SSCD Revenue Requirement | WS12-SSCD C2L13 | 10273311 | 12285102.9927
26 | -1: 2022 Revenue received for SSCD service; -2: WS3-RevCredits C6L84; -4: -11817814.67
27 | -1: Total SSCD 2022 True-up (to WS12-SSCD, Line 13, 2024 est); -2: Subtotal L25+L26; -4: 467288.3227
28 | 2022 Actual Regulation & Frequency Response Revenue Requirement | WS14-Reg C2L9 | 289081 | 314135.1743
29 | -1: 2022 Revenue received (estimated/received); -2: WS3-RevCredits C6L154; -4: -289080.96
30 | -1: Total Regulation & Freq Response 2022 True-up (to WS14-Reg, Line 2, 2024 est); -2: Subtotal L28+L29; -4: 25054.2143
31 | 2022 Actual Reserves Revenue Requirement | WS15-Res C2L11 | 283557 | 319108.2307
32 | -1: 2022 Revenue received (estimated/received); -2: WS3-RevCredits C6L126+L140; -4: -283557.12
33 | -1: Total Reserves 2022 True-up (to WS15-Res, Line 11, 2024 est); -2: Subtotal L31+L32; -4: 35551.1107
34 | -1: 1/ Short-Term Firm Point-to-Point Transmission Service Credit
35 | -1: 2/ Prior Year True-up includes 2021 True-up adjustment for difference in AI excluded/included plant detail

## Rev Log
Summary of incremental changes: Minor updates to increase transparency
Line | (1) | (2) | (3) | (4) | (5) | -6
No. | Date | Worksheet | Reference Cell(s) | Change From | Change To | Description
1 | 2023-09-01 | WS4-CostData | L76 |  | Exclude deficit interest | Update reference note for transparency
2 | 2023-09-01 | Summary-TrueUp | C2L16 |  | WS5-BPUz C12L15 | Update reference note for transparency
3 | 2023-09-01 | Summary-TrueUp | C2L17 |  | WS3-RevCredits C6L182 | Update reference note for transparency
4 | 2023-09-01 | Summary-TrueUp | C2L18 |  | WS3-RevCredits C6L168 | Update reference note for transparency
5 | 2023-09-01 | Summary-TrueUp | C2L21 |  | WS5-BPUr C12L13 | Update reference note for transparency
6 | 2023-09-01 | Summary-TrueUp | C2L22 |  | WS3-RevCredits C6L210 | Update reference note for transparency
7 | 2023-09-01 | Summary-TrueUp | C2L23 |  | WS3-RevCredits C6L196 | Update reference note for transparency
8 | 2023-09-15 | Summary-TrueUp | C3L25 | 10681584 | 10273311 | Update to correct value
9 | 2023-09-15 | Summary-TrueUp | C3L28 | 447694 | 289081 | Update to correct value
10 | 2023-09-15 | Summary-TrueUp | C3L31 | 487465 | 283557 | Update to correct value
11 | 2023-09-15 | WS8-TransFac | C4 Header | Prior Year Facility Total | FY2022 Facility Total | Update header for clarification
12 | 2023-09-15 | WS11-FacChanges | L10-13, 15, 17, 18 | Deleted |  | Deleted rows due to duplication
13 | 2023-09-15 | WS8-TransFac | C5L150 | -183385 | 0 | Corrected to include Denison Breaker 2552
14 | 2023-09-15 | WS4-CostData | C2L88 | 0 | 2233.07 | Updated to correct value
15 | 2023-09-15 | WS4-CostData | C2L90 | 0 | -36.77 | Updated to correct value
16 | 2023-09-15 | WS4-CostData | C2L91 | 0 | -47.81 | Updated to correct value
17 | 2023-09-20 | WS8-TransFac | C5L186 | -3366859 | -1112294 | Corrected to match ROOS data
18 | 2023-09-15 | WS4-CostData | C2L113 | 38360.01 | 42587.03 | Updated to correct value
19 | 2023-09-15 | WS4-CostData | C3L113 | 38359.96 | 42586.99 | Updated to correct value
20 | 2023-09-15 | Summary-TrueUp | C4L11 | -721970 | -1135858 | Updated to include PY adjustment for Shelby, Denison, Rugby facilities
21 | 2023-09-15 | Summary-TrueUp | L35 |  | Footnote | Provided footnote for prior year adjustment

## WS1-RateBase
WAPA-UGP 2022 Rate True-up Calculation (Rev 1) |  | (Back to Worksheet Links)
Worksheet 1 - Schedule 9 Revenue Requirement - Non-Levelized
Utilizing Financial Statement Results of Operations (ROOs)
12 Months Ending 09/30/2022 True-up | [6 empty] | TRANSMISSION
Line |  | REFERENCE | COMPANY TOTAL ($) |  | ALLOCATOR |  | ALLOCATED AMOUNT ($)
No. | (1) | (2) | (3) |  | (4) |  | (5)
1 | GROSS REVENUE REQUIREMENT | (L69) |  |  |  |  | 159607649.0042
2 | REVENUE CREDITS | (Note R) |  |  |  |  | -24542945.0273
3 | PRIOR PERIOD TRUE-UP | [5 empty] | -1135858
4 | NET REVENUE REQUIREMENT | (L1 + L2 + L3) |  |  |  |  | 133928845.9769
| RATE BASE: | [5 empty] | (Col 3 times Col 4)
| GROSS PLANT IN SERVICE | (Note A)
5 | Production | WS4-CostData L4 C2+C3+C4 | 1270431946.2327 | NA
6 | Transmission | WS4-CostData L3 C2+C3+C4 | 1565234979.7527 | TP | 1 |  | 1565234979.7527
7 | Distribution | WS4-CostData C2 L2-L3-L4 | 64926478.4401 | NA
8 | General & Intangible | Bal Sheet - Other Assets - SGL 175002 | 0 | W/S | 1 |  | 0
9 | Common |  | 0 | CE | 0 |  | 0
10 | TOTAL GROSS PLANT | (sum L5 : 9) | 2900593404.4255 | GP= | 53.96% |  | 1565234979.7527
ACCUMULATED DEPRECIATION
11 | Production | WS4-CostData L15 C2+C3+C4 | 640062384.4943 | NA
12 | Transmission | WS4-CostData L14 C2+C3+C4 | 797723390.292 | TP | 1 |  | 797723390.292
13 | Distribution | WS4-CostData C2 L13-L14-L15 | 33107651.0087 | NA
14 | General & Intangible | Bal Sheet - Other Assets - SGL 175902 | 0 | W/S | 1 |  | 0
15 | Common |  | 0 | CE | 0 |  | 0
16 | TOTAL ACCUM. DEPRECIATION | (sum L11 : 15) | 1470893425.7949 |  |  |  | 797723390.292
NET PLANT IN SERVICE
17 | Production | (L5 - L11) | 630369561.7385
18 | Transmission | (L6 - L12) | 767511589.4607 |  |  |  | 767511589.4607
19 | Distribution | (L7 - L13) | 31818827.4314
20 | General & Intangible | (L8 - L14) | 0 |  |  |  | 0
21 | Common | (L9 - L15) | 0 |  |  |  | 0
22 | TOTAL NET PLANT | (sum L17 : 21) | 1429699978.6306 | NP= | 53.68% |  | 767511589.4607
| ADJUSTMENTS TO RATE BASE | (Note B)
23 | Account No. 281 | (enter negative) | 0 |  | 0 |  | 0
24 | Account No. 282 | (enter negative) | 0 | NP | 0.53683 |  | 0
25 | Account No. 283 | (enter negative) | 0 | NP | 0.53683 |  | 0
26 | Account No. 190 |  | 0 | NP | 0.53683 |  | 0
27 | Account No. 255 | (enter negative) | 0 | NP | 0.53683 |  | 0
28 | TOTAL ADJUSTMENTS | (sum L23 : 27) | 0 |  |  |  | 0
29 | LAND HELD FOR FUTURE USE | (Note C) | 0 | TP | 1 |  | 0
| WORKING CAPITAL | (Note D)
30 | CWC | calculated | 26399104.71 |  |  |  | 0
31 | Materials & Supplies | Bal Sheet - Other Assets - SGL 151191 (Note C) | 0 | TE | 0 |  | 0
32 | Prepayments | Bal Sheet Other Assets | 0 | GP | 0.53963 |  | 0
33 | TOTAL WORKING CAPITAL | (sum L30 : 32) | 26399104.71 |  |  |  | 0
34 | RATE BASE | (sum L 22, 28, 29, 33) | 1456099083.3406 |  |  |  | 767511589.4607
O&M
| Transmission | ROOs Schedule 11 (Note E)
35 | Western-UGP | WS4-CostData L118 C2 | 72730933.79 | PTP/UGP | 0.94876 |  | 69003857.4855
36 | Western-RMR | WS4-CostData L118 C3 | 49829685.27 | PTP/RMR | 0.008418 |  | 419467.5841
37 | COE | WS4-CostData L118 C4 | 48796322 | PTP/COE | 0.066308 |  | 3235606.0576
38 | Less Account 565 | (Note E) |  | NA | 1 |  | 0
| A&G | ROOs Schedule 11 (Note F)
39 | Western-UGP | WS4-CostData L92 C2 | 25144685.9 | PTP/UGP | 0.94876 |  | 23856153.5229
40 | Western-RMR | WS4-CostData L92 C3 | 14691210.72 | PTP/RMR | 0.008418 |  | 123670.9932
41 | Less FERC Annual Fees |  | 0 | W/S | 1 |  | 0
42 | Less EPRI & Reg. Comm. Exp. & Non-safety Ad | (Note G) | 0 | W/S | 1 |  | 0
43 | Plus Transmission Related Reg. Comm. Exp | (Note G) | 0 | TE | 0 |  | 0
44 | Common |  | 0 | CE | 0 |  | 0
45 | Transmission Lease Payments |  | 0 | NA | 1 |  | 0
46 | TOTAL O&M | (sum L 35, 36, 37, 39, 40, 43, 44 less 38, 41, 42) | 211192837.68 |  |  |  | 96638755.6433
DEPRECIATION EXPENSE
47 | Transmission | ROOs Schedule 4
48 | Western-UGP | WS4-CostData L38 C2 | 32862314.1 | PTP/UGP | 0.94876 |  | 31178294.0303
49 | Western-RMR | WS4-CostData L38 C3 | 18423415.75 | PTP/RMR | 0.008418 |  | 155088.792
50 | COE | WS4-CostData L38 C4 | 19477688 | PTP/COE | 0.066308 |  | 1291534.3349
51 | General |  | 0 | W/S | 1 |  | 0
52 | Common |  | 0 | CE | 0 |  | 0
53 | TOTAL DEPRECIATION | (sum L47 : 52) | 70763417.85 |  |  |  | 32624917.1572
| TAXES OTHER THAN INCOME TAXES | (Note H)
LABOR RELATED
54 | Payroll |  | 0 | W/S | 1 |  | 0
55 | Highway and vehicle |  | 0 | W/S | 1 |  | 0
PLANT RELATED
56 | Property |  | 0 | GP | 0.53963 |  | 0
57 | Gross Receipts |  | 0 |  | 0 |  | 0
58 | Other |  | 0 | GP | 0.53963 |  | 0
59 | Payments in lieu of taxes |  | 0 | GP | 0.53963 |  | 0
60 | TOTAL OTHER TAXES | (sum L 54 : 59) | 0 |  |  |  | 0
| INCOME TAXES | (Note I) |  | NA
61 | T=1 - {[(1 - SIT) * (1 - FIT)] / (1 - SIT * FIT * p)} = |  | 0%
62 | CIT=(T/1-T) * (1-(WCLTD/R)) = |  | 0%
where WCLTD= (line 100) and R= (line 102) and FIT, SIT & p are as given in footnote I.
63 | 1 / (1 - T) = (from line 61) |  | 0
64 | Amortized Investment Tax Credit | (enter negative) | 0 |  |  |  | 0
65 | Income Tax Calculation | (L62 * L68) | 0 | NA |  |  | 0
66 | ITC adjustment | (L63 * L64) | 0 | NP | 0.53683 |  | 0
67 | Total Income Taxes | (L65 + L66) | 0 |  |  |  | 0
68 | RETURN [ Rate Base * Rate of Return] | (L34 * L102) | 57567646.589 | NA |  |  | 30343976.2037
69 | REV. REQUIREMENT | (sum L46, 53 ,60, 67, 68) | 339523902.119 |  |  |  | 159607649.0042
SUPPORTING CALCULATIONS AND NOTES
TRANSMISSION PLANT INCLUDED IN UMZ RATES
70 | Total transmission plant | (L6, C3) |  |  |  |  | 1565234979.7527
71 | Less transmission plant excluded from UMZ rates | (Note K) |  |  |  |  | 0
72 | Less transmission plant included in OATT Ancillary Services | (Note L) |  |  |  |  | 0
73 | Transmission plant included in UMZ rates | (L70 less L71 and L72) |  |  |  |  | 1565234979.7527
74 | Percentage of transmission plant included in UMZ Rates | (L73 / L70) |  |  |  | TP= | 1
TRANSMISSION EXPENSES
75 | Total transmission expenses | (sum L35 to L37, C3)
76 | Less transmission expenses included in OATT Ancillary Services | (Note J) |  |  |  |  | 0
77 | Included transmission expenses | (L75 - L76) |  |  |  |  | 0
78 | Percentage of transmission expenses after adjustment (line 8 divided by line 6) | (L77/ L75) |  |  |  |  | 0%
79 | Percentage of transmission plant included in UMZ Rates | (L74) |  |  |  | TP= | 1
80 | Percentage of transmission expenses included in UMZ Rates | (L79 * L78) |  |  |  | TE= | 0%
WAGES & SALARY ALLOCATOR (W&S)
|  |  |  | TP | Allocation
81 | Production |  | 0 | 0 | 0
82 | Transmission |  | 23856153.5229 | 1 | 23856153.5229
83 | Distribution |  | 0 | 0 | 0 |  | W&S Allocator
84 | Other |  | 0 | 0 | 0 |  | ($ / Allocation)
85 | Total | (sum L81 to L84) | 23856153.5229 |  | 23856153.5229 | = | 1
| PERCENTAGE OF TOTAL PLANT ALLOCATOR PTP | (Note M)
86 | Transmission Plant in Service Western-UGP |  | 1468694511.8302
87 | Total Plant in Service Western-UGP |  | 1548022490.193
88 | UGP Percentage of Transmission Plant to Total Plant | (L86 / L87) |  |  | PTP/UGP | = | 0.94876
89 | Transmission Plant in Service Western-RMR |  | 7340383.2325
90 | Total Plant in Service Western-RMR |  | 871983915.15
91 | RMR Percentage of Transmission Plant to Total Plant | (L89 / L90) |  |  | PTP/RMR | = | 0.008418
92 | Transmission Plant in Service COE |  | 89200084.69
93 | Total Plant in Service COE |  | 1345230531
94 | COE Percentage of Transmission Plant to Total Plant | (L92 / L93) |  |  | PTP/COE | = | 0.066308
| COMMON PLANT ALLOCATOR (CE) | (Note N) | [5 empty] | CE
[5 empty] | % Electric |  | Labor Ratio = | 0
95 | Electric |  | 0 |  | (L95 / L98) |  | (L85)
96 | Gas |  | 0 |  | 0 | * | 1
97 | Water |  | 0
98 | Total | (sum L95 to L97) | 0
RETURN (R)
99 | Long Term Interest ROOs Schedule 5 |  | 36104994.2619
[5 empty] | Cost |  |  | =WCLTD
|  |  |  | % | (Note O) |  | Weighted
100 | Long Term Debt | HFD Sch's 21RX & 21X Col 8 L 23,25,26,29,30 | 913229082.0228 | 100% | 0.039536 |  | 0.039536 | =R
101 | Proprietary Capital |  | 0 | 0% | 0.1238 |  | 0
102 | Total (sum lines 31-32) | (sum L100 to L101) | 913229082.0228 | 100% |  |  | 0.039536
103 | [5 empty] | Proprietary Capital Cost Rate = | 12.38%
104 | [5 empty] | TIER = | 1
REVENUE CREDITS
Load
ACCOUNT 447 (SALES FOR RESALE)
105 | a. Bundled Non-RQ Sales for Resale | (Note P) |  |  |  |  | 0
106 | b. Bundled Sales for Resale included in Divisor on page 1 | [5 empty] | 0
107 | Total of (a)-(b) | [5 empty] | 0
108 | ACCOUNT 454 (RENT FROM ELECTRIC PROPERTY) | (Note Q) |  |  |  |  | 4239.84
109 | ACCOUNT 456 (OTHER ELECTRIC REVENUES) | [5 empty] | 0
110 | a. Transmission charges for all transmission transactions | [5 empty] | 0
111 | b. Transmission charges for all transmission transactions included in Divisor on page 1 | [5 empty] | 0
112 | Total of (a)-(b) | [5 empty] | 0
Note | General Note: References to Results of Operations in this revenue requirement template indicate the Financial Statement Results of Operations (ROOs) Schedule where data is located
Letter | To the extent the references to ROOs data are missing, the entity will include a "Notes" section to provide this data.
A | Combines plant data for both the Western-Upper Great Plains Region (Western-UGP) and Western-Rocky Mountain Region (Western-RMR).
B | Does not apply to Western. For others, the balances in Accounts 190, 281, 282 and 283, as adjusted by any contra accounts identified as regulatory assets amounts in or liabilities related to FASB 106 or 109. Balance of Account 255 is reduced by prior flow throughs and excluded if the utility chose to utilize amortization of tax credits against taxable income as discussed in Note K. Account 281 is not allocated.
C | Transmission related only.
D | Cash Working Capital assigned to transmission is one-eighth of O&M allocated to transmission at line 46 column 5. Prepayments are the electric related prepayments booked to Account No. 165 and reported in the Other Assets Section of the Balance Sheet.
E | For O&M Expense, Calculated from ROOs Schedule 11 as Total O&M less Purchase Power, Transmission Service Provided by Others (FERC 565), O&M Expense Fort Peck Powerhouse, Prior Year Adjustments, A&G Expense from ROOs Schedule 11, plus CME and Warehouse Interest from ROOs Schedule 5. Depreciation Expense from ROOs Schedule 4.
F | Totals of ROOs Schedule 11A Object Classes 1411, 1412, 1415, 1416, 1421, 1422, 1425, 1426, 1431, 1432, 1441, 1442.
G | Line 42 - EPRI Annual Membership Dues, all Regulatory Commission Expenses, and non-safety related advertising. Line 43 - Regulatory Commission Expenses directly related to transmission service, ISO filings, or transmission siting.
H | Includes only FICA, unemployment, highway, property, gross receipts, and other assessments charged in the current year. Taxes related to income are excluded. Gross receipts taxes are not included in transmission revenue requirement in the Rate Formula Template, since they are recovered elsewhere.
I | Western is not subject to Federal or State Income Tax.
| Inputs Required: | FIT = | 0%
|  | SIT= | 0% | (State Income Tax Rate or Composite SIT)
|  | p = | 0% | (percent of federal income tax deductible for state purposes)
J | Removes dollar amount of transmission expenses included in the OATT ancillary services rates, including Acct No. 561. Western does not include transmission expenses in ancillary service rates.
K | Removes transmission plant determined by Commission order to be state-jurisdictional according to the seven-factor test (until RUS 12 balances are adjusted to reflect application of seven-factor test).
L | Removes dollar amount of transmission plant included in the development of OATT ancillary services rates and generation step-up facilities, which are deemed to included in OATT ancillary services. For these purposes, generation step-up facilities are those facilities at a generator substation on which there is no through-flow when the generator is shut down.
M | Percentage of Total Plant Allocators are developed separately for Western-UGP and Western-RMR to allocate O&M, A&G, and Depreciation Expenses between Transmission and Generation.
N | Western does not have Common Plant.
O | Debt cost rate = long-term interest (line 99) / long term debt (line 100). The Proprietary Capital Cost rate is implicit, a residual calculation after TIER is determined. TIER will be supported in the filing and no change in TIER may be made absent a filing with the ISO and the FERC, if the entity is under FERC's jurisdiction.
P | Line 105 must equal zero since all short-term power sales must be unbundled and the transmission component reflected in Account No. 456 and all other uses are to be included in the divisor.
Q | Includes income related only to transmission facilities, such as pole attachments, rentals and special use.
R | The revenues credited shall include only the amounts received directly reflecting the Transmission Owner's integrated transmission facilities. They do not include revenues associated with FERC annual charges, gross receipts taxes, facilities not included in this template (e.g., direct assignment facilites and GSUs) which are not recovered under this Revenue Requirement Template.

## WS2-AllocFactor
WAPA-UGP 2022 Rate True-up Calculation (Rev 1) | [6 empty] | (Back to Worksheet Links)
Worksheet 3 - Allocation of Pick-Sloan Missouri Basin Program, Eastern Division Annual Costs
12 Months Ending 09/30/2022 True-up
| DESCRIPTION | TRANSMISSION | GENERATION | COE GENERATION | BASE PLAN UPGRADES-REGIONAL | BASE PLAN UPGRADES-ZONAL | REFERENCE
Line No. | -1 | -2 | -3 | -4 | -5 | -6 | -7
1 | -1: A. Operation and Maintenance Expense
2 | O&M Expense | 72658931.1272 | 92527589.44 | 45560715.9424 | 51205.331 | 344762.1502 | WS4-CostData (O&M Expenses Worksheet)
3 | Transmission of Electricity by Others | 0 | 0 | 0 | 0 | 0
4 | Total O&M Expense | 72658931.1272 | 92527589.44 | 45560715.9424 | 51205.331 | 344762.1502 | L2 + L3
5 | Net Plant Investment | 767511589.4607 | 811786132.9385 | 623311750.3215 | 534116.0195 | 3596168.2847 | WS4-CostData (Net Plant Investment Worksheet)
6 | O&M as % of Net Plant Investment | 9.467% | 11.4% | 7.309% | 9.587% | 9.587% | L4/L5
7 | -1: B. A&G Expense
8 | A&G Expense | 23979824.5161 | 233925.02 | 0 | 17702.8109 | 119191.8696 | WS4-CostData (A&G Expenses Worksheet)
9 | Net Plant Investment | 767511589.4607 | 811786132.9385 | 623311750.3215 | 534116.0195 | 3596168.2847 | L5
10 | A&G as % of Net Plant Investment | 3.124% | 0.02882% | 0% | 3.314% | 3.314% | L8/L9
11 | -1: C. Depreciation Expense
12 | Depreciation Expense | 32624917.1572 | 24860609.8402 | 18186153.6651 | 23136.3133 | 155775.2868 | WS4-CostData (Depreciation Expense Worksheet)
13 | Net Plant Investment | 767511589.4607 | 811786132.9385 | 623311750.3215 | 534116.0195 | 3596168.2847 | L5
14 | Depreciation as a % of Net Plant Investment | 4.251% | 3.062% | 2.918% | 4.332% | 4.332% | L12/L13
15 | -1: D. Taxes Other than Income Taxes for Transmission
16 | -1: Not applicable.
17 | -1: E. Allocation of General Plant
18 | -1: No General Plant identified at this time, all plant is identified as either generation or transmission related.
19 | -1: F. Cost of Capital
20 | Weighted Transmission Composite Interest Rate | 3.95% | 3.639% | 3.639% | 3.95% | 3.95% | WS4-CostData (Cost of Capital Worksheet)
21 | -1: G. Fixed Charge Rate
22 | Operation and Maintenance Expense | 9.467% | 11.4% | 7.309% | 9.587% | 9.587% | L6
23 | A&G Expense | 3.124% | 0.02882% | 0% | 3.314% | 3.314% | L10
24 | Depreciation Expense | 4.251% | 3.062% | 2.918% | 4.332% | 4.332% | L14
25 | Taxes Other than Income Taxes | 0% | 0% | 0% | 0% | 0%
26 | Allocation of General Plant to Transmission | 0% | 0% | 0% | 0% | 0%
27 | Cost of Capital | 3.95% | 3.639% | 3.639% | 3.95% | 3.95% | L20
28 | Total | 20.79% | 18.13% | 13.87% | 21.18% | 21.18%
29 | -1: H. Revenue Requirement
30 | Fixed Charge Rate | 20.79% | 18.13% | 13.87% | 21.18% | 21.18% | L28
31 | Net Plant Investment | 767511589.4607 | 811786132.9385 | 623311750.3215 | 534116.0195 | 3596168.2847 | L5
32 | Annual Western-UGPR Cost | 159577589.8806 | 147164866.7946 | 86430600.9331 | 113140.0958 | 761764.878 | L30 * L31

## WS3-RevCredits
WAPA-UGP 2022 Rate True-up Calculation (Rev 1) | [6 empty] | (Back to Worksheet Links)
Worksheet 3 - Revenue Credit Calculation
12 Months Ending 09/30/2022 True-up | [6 empty] | TRANSMISSION
Line | ACCOUNT | MONTH | REFERENCE | COMPANY TOTAL | ALLOCATOR | ALLOCATION % | ALLOCATED AMOUNT
No. | (1) | (2) | (3) | (4) |  | (5) | (6)
1 | Z2 Sch 7/8/11 | 2022-01-01 | Z2 | 1962.78 | NA | 100% | 1962.78
2 | Z2 Sch 7/8/11 | 2022-02-01 | Z2 | 1827.09 | NA | 100% | 1827.09
3 | Z2 Sch 7/8/11 | 2022-03-01 | Z2 | 1836.51 | NA | 100% | 1836.51
4 | Z2 Sch 7/8/11 | 2022-04-01 | Z2 | 1859.47 | NA | 100% | 1859.47
5 | Z2 Sch 7/8/11 | 2022-05-01 | Z2 | 1703.32 | NA | 100% | 1703.32
6 | Z2 Sch 7/8/11 | 2022-06-01 | Z2 | 697.59 | NA | 100% | 697.59
7 | Z2 Sch 7/8/11 | 2022-07-01 | Z2 | 700.67 | NA | 100% | 700.67
8 | Z2 Sch 7/8/11 | 2022-08-01 | Z2 | 699.05 | NA | 100% | 699.05
9 | Z2 Sch 7/8/11 | 2022-09-01 | Z2 | 694.4 | NA | 100% | 694.4
10 | Z2 Sch 7/8/11 | 2022-10-01 | Z2 | 694.36 | NA | 100% | 694.36
11 | Z2 Sch 7/8/11 | 2022-11-01 | Z2 | 692.04 | NA | 100% | 692.04
12 | Z2 Sch 7/8/11 | 2022-12-01 | Z2 | 70.65 | NA | 100% | 70.65
13 | Z2 Sch 7/8/11 | Adjustments | Z2 | 0 |  | 100% | 0
14 |  | Subtotal |  | 13437.93 |  |  | 13437.93
15 | Schedule 7 | 2022-01-01 | FIRM PTP | -582216.98 | TP | 100% | -582216.98
16 | Schedule 7 | 2022-02-01 | FIRM PTP | -699543.34 | TP | 100% | -699543.34
17 | Schedule 7 | 2022-03-01 | FIRM PTP | -531108.54 | TP | 100% | -531108.54
18 | Schedule 7 | 2022-04-01 | FIRM PTP | -557408.92 | TP | 100% | -557408.92
19 | Schedule 7 | 2022-05-01 | FIRM PTP | -395841.82 | TP | 100% | -395841.82
20 | Schedule 7 | 2022-06-01 | FIRM PTP | -588012.05 | TP | 100% | -588012.05
21 | Schedule 7 | 2022-07-01 | FIRM PTP | -561523.67 | TP | 100% | -561523.67
22 | Schedule 7 | 2022-08-01 | FIRM PTP | -727529.56 | TP | 100% | -727529.56
23 | Schedule 7 | 2022-09-01 | FIRM PTP | -668087.9 | TP | 100% | -668087.9
24 | Schedule 7 | 2022-10-01 | FIRM PTP | -514765.22 | TP | 100% | -514765.22
25 | Schedule 7 | 2022-11-01 | FIRM PTP | -566043.32 | TP | 100% | -566043.32
26 | Schedule 7 | 2022-12-01 | FIRM PTP | -580526.37 | TP | 100% | -580526.37
27 | Schedule 7 | Adjustments | FIRM PTP | 0 |  | 100% | 0
28 |  | Subtotal |  | -6972607.69 |  |  | -6972607.69
29 | Schedule 8 | 2022-01-01 | NONFIRM PTP | -238536.59 | TP | 100% | -238536.59
30 | Schedule 8 | 2022-02-01 | NONFIRM PTP | -296737.95 | TP | 100% | -296737.95
31 | Schedule 8 | 2022-03-01 | NONFIRM PTP | -249791.7 | TP | 100% | -249791.7
32 | Schedule 8 | 2022-04-01 | NONFIRM PTP | -260478.22 | TP | 100% | -260478.22
33 | Schedule 8 | 2022-05-01 | NONFIRM PTP | -201116.38 | TP | 100% | -201116.38
34 | Schedule 8 | 2022-06-01 | NONFIRM PTP | -363685.71 | TP | 100% | -363685.71
35 | Schedule 8 | 2022-07-01 | NONFIRM PTP | -337675.85 | TP | 100% | -337675.85
36 | Schedule 8 | 2022-08-01 | NONFIRM PTP | -283267.83 | TP | 100% | -283267.83
37 | Schedule 8 | 2022-09-01 | NONFIRM PTP | -259895.16 | TP | 100% | -259895.16
38 | Schedule 8 | 2022-10-01 | NONFIRM PTP | -161259.89 | TP | 100% | -161259.89
39 | Schedule 8 | 2022-11-01 | NONFIRM PTP | -251316.1 | TP | 100% | -251316.1
40 | Schedule 8 | 2022-12-01 | NONFIRM PTP | -327369.28 | TP | 100% | -327369.28
41 | Schedule 8 | Adjustments | NONFIRM PTP | 0 | TP | 100% | 0
42 |  | Subtotal |  | -3231130.66 |  |  | -3231130.66
43 | Sch 7/8/11 | 2022-01-01 | MISO SEAMS | -102558.1 | TP | 100% | -102558.1
44 | Sch 7/8/11 | 2022-02-01 | MISO SEAMS | -80652.36 | TP | 100% | -80652.36
45 | Sch 7/8/11 | 2022-03-01 | MISO SEAMS | -100207.47 | TP | 100% | -100207.47
46 | Sch 7/8/11 | 2022-04-01 | MISO SEAMS | -100207.47 | TP | 100% | -100207.47
47 | Sch 7/8/11 | 2022-05-01 | MISO SEAMS | -102211.6 | TP | 100% | -102211.6
48 | Sch 7/8/11 | 2022-06-01 | MISO SEAMS | -102211.6 | TP | 100% | -102211.6
49 | Sch 7/8/11 | 2022-07-01 | MISO SEAMS | -102211.63 | TP | 100% | -102211.63
50 | Sch 7/8/11 | 2022-08-01 | MISO SEAMS | -130764.05 | TP | 100% | -130764.05
51 | Sch 7/8/11 | 2022-09-01 | MISO SEAMS | -130764.03 | TP | 100% | -130764.03
52 | Sch 7/8/11 | 2022-10-01 | MISO SEAMS | -99860.97 | TP | 100% | -99860.97
53 | Sch 7/8/11 | 2022-11-01 | MISO SEAMS | -96987.69 | TP | 100% | -96987.69
54 | Sch 7/8/11 | 2022-12-01 | MISO SEAMS | -98926.41 | TP | 100% | -98926.41
55 | Sch 7/8/11 | Adjustments | MISO SEAMS | 0 | TP | 100% | 0
56 |  | Subtotal |  | -1247563.38 |  |  | -1247563.38
57 | Sch 11 | 2022-01-01 | ZONAL PTP ADJUSTMENTS | 0 | BP |  | 0
58 | Sch 11 | 2022-02-01 | ZONAL PTP ADJUSTMENTS | 0 | BP |  | 0
59 | Sch 11 | 2022-03-01 | ZONAL PTP ADJUSTMENTS | 0 | BP |  | 0
60 | Sch 11 | 2022-04-01 | ZONAL PTP ADJUSTMENTS | 0 | BP |  | 0
61 | Sch 11 | 2022-05-01 | ZONAL PTP ADJUSTMENTS | 0 | BP |  | 0
62 | Sch 11 | 2022-06-01 | ZONAL PTP ADJUSTMENTS | 0 | BP |  | 0
63 | Sch 11 | 2022-07-01 | ZONAL PTP ADJUSTMENTS | 0 | BP |  | 0
64 | Sch 11 | 2022-08-01 | ZONAL PTP ADJUSTMENTS | 0 | BP |  | 0
65 | Sch 11 | 2022-09-01 | ZONAL PTP ADJUSTMENTS | 0 | BP |  | 0
66 | Sch 11 | 2022-10-01 | ZONAL PTP ADJUSTMENTS | 0 | BP |  | 0
67 | Sch 11 | 2022-11-01 | ZONAL PTP ADJUSTMENTS | 0 | BP |  | 0
68 | Sch 11 | 2022-12-01 | ZONAL PTP ADJUSTMENTS | 0 | BP |  | 0
69 | Sch 11 | Adjustments | ZONAL PTP ADJUSTMENTS | 0 | BP |  | 0
70 |  | Subtotal |  | 0 |  |  | 0
71 | 7088 | 2022-02-01 | SSCD | -1100285.54 | NA | 100% | -1100285.54
72 | 7088 | 2022-03-01 | SSCD | -1074608.66 | NA | 100% | -1074608.66
73 | 7088 | 2022-04-01 | SSCD | -1012710.07 | NA | 100% | -1012710.07
74 | 7088 | 2022-05-01 | SSCD | -866067.56 | NA | 100% | -866067.56
75 | 7088 | 2022-06-01 | SSCD | -843935.56 | NA | 100% | -843935.56
76 | 7088 | 2022-07-01 | SSCD | -964720.54 | NA | 100% | -964720.54
77 | 7088 | 2022-08-01 | SSCD | -990314.02 | NA | 100% | -990314.02
78 | 7088 | 2022-09-01 | SSCD | -1007035.33 | NA | 100% | -1007035.33
79 | 7088 | 2022-10-01 | SSCD | -970381.94 | NA | 100% | -970381.94
80 | 7088 | 2022-11-01 | SSCD | -896993.65 | NA | 100% | -896993.65
81 | 7088 | 2022-12-01 | SSCD | -997311.1 | NA | 100% | -997311.1
82 | 7088 | 2021-01-01 | SSCD | -1093450.7 | NA | 100% | -1093450.7
83 | 7088 | Adjustments | SSCD | 0 | NA | 100% | 0
84 |  | Subtotal |  | -11817814.67 |  |  | -11817814.67
85 | 45420 | 2022-01-01 | RENT FROM ELECTRIC PROPERTY | -353.32 | TP | 100% | -353.32
86 | 45420 | 2022-02-01 | RENT FROM ELECTRIC PROPERTY | -353.32 | TP | 100% | -353.32
87 | 45420 | 2022-03-01 | RENT FROM ELECTRIC PROPERTY | -353.32 | TP | 100% | -353.32
88 | 45420 | 2022-04-01 | RENT FROM ELECTRIC PROPERTY | -353.32 | TP | 100% | -353.32
89 | 45420 | 2022-05-01 | RENT FROM ELECTRIC PROPERTY | -353.32 | TP | 100% | -353.32
90 | 45420 | 2022-06-01 | RENT FROM ELECTRIC PROPERTY | -353.32 | TP | 100% | -353.32
91 | 45420 | 2022-07-01 | RENT FROM ELECTRIC PROPERTY | -353.32 | TP | 100% | -353.32
92 | 45420 | 2022-08-01 | RENT FROM ELECTRIC PROPERTY | -353.32 | TP | 100% | -353.32
93 | 45420 | 2022-09-01 | RENT FROM ELECTRIC PROPERTY | -353.32 | TP | 100% | -353.32
94 | 45420 | 2022-10-01 | RENT FROM ELECTRIC PROPERTY | -353.32 | TP | 100% | -353.32
95 | 45420 | 2022-11-01 | RENT FROM ELECTRIC PROPERTY | -353.32 | TP | 100% | -353.32
96 | 45420 | 2022-12-01 | RENT FROM ELECTRIC PROPERTY | -353.32 | TP | 100% | -353.32
97 | 45420 | Adjustments | RENT FROM ELECTRIC PROPERTY | - | TP | 100% | -
98 |  | Subtotal |  | -4239.84 |  |  | -4239.84
99 | 45643 | 2022-02-01 | REVENUE FROM TRANS. | -11365412.58 | TP | 100% | -11365412.58
100 | 45643 | 2022-03-01 | REVENUE FROM TRANS. | -11365412.71 | TP | 100% | -11365412.71
101 | 45643 | 2022-04-01 | REVENUE FROM TRANS. | -11365412.37 | TP | 100% | -11365412.37
102 | 45643 | 2022-05-01 | REVENUE FROM TRANS. | -11365412.23 | TP | 100% | -11365412.23
103 | 45643 | 2022-06-01 | REVENUE FROM TRANS. | -11365412.59 | TP | 100% | -11365412.59
104 | 45643 | 2022-07-01 | REVENUE FROM TRANS. | -11365412.59 | TP | 100% | -11365412.59
105 | 45643 | 2022-08-01 | REVENUE FROM TRANS. | -11365412.59 | TP | 100% | -11365412.59
106 | 45643 | 2022-09-01 | REVENUE FROM TRANS. | -11365412.59 | TP | 100% | -11365412.59
107 | 45643 | 2022-10-01 | REVENUE FROM TRANS. | -11365412.59 | TP | 100% | -11365412.59
108 | 45643 | 2022-11-01 | REVENUE FROM TRANS. | -11365412.38 | TP | 100% | -11365412.38
109 | 45643 | 2022-12-01 | REVENUE FROM TRANS. | -11365412.25 | TP | 100% | -11365412.25
110 | 45643 | 2021-01-01 | REVENUE FROM TRANS. | -11365412.59 | TP | 100% | -11365412.59
111 | 45643 | Adjustments | REVENUE FROM TRANS. | 0 | TP | 100% | 0
112 |  | Subtotal |  | -136384950.06 |  |  | -136384950.06
113 | 7080 | 2022-02-01 | RESRV-SUPPLEMENTAL | -11814.88 | NA | 100% | -11814.88
114 | 7080 | 2022-03-01 | RESRV-SUPPLEMENTAL | -11814.88 | NA | 100% | -11814.88
115 | 7080 | 2022-04-01 | RESRV-SUPPLEMENTAL | -11814.88 | NA | 100% | -11814.88
116 | 7080 | 2022-05-01 | RESRV-SUPPLEMENTAL | -11814.88 | NA | 100% | -11814.88
117 | 7080 | 2022-06-01 | RESRV-SUPPLEMENTAL | -11814.88 | NA | 100% | -11814.88
118 | 7080 | 2022-07-01 | RESRV-SUPPLEMENTAL | -11814.88 | NA | 100% | -11814.88
119 | 7080 | 2022-08-01 | RESRV-SUPPLEMENTAL | -11814.88 | NA | 100% | -11814.88
120 | 7080 | 2022-09-01 | RESRV-SUPPLEMENTAL | -11814.88 | NA | 100% | -11814.88
121 | 7080 | 2022-10-01 | RESRV-SUPPLEMENTAL | -11814.88 | NA | 100% | -11814.88
122 | 7080 | 2022-11-01 | RESRV-SUPPLEMENTAL | -11814.88 | NA | 100% | -11814.88
123 | 7080 | 2022-12-01 | RESRV-SUPPLEMENTAL | -11814.88 | NA | 100% | -11814.88
124 | 7080 | 2021-01-01 | RESRV-SUPPLEMENTAL | -11814.88 | NA | 100% | -11814.88
125 | 7080 | Adjustments | RESRV-SUPPLEMENTAL | 0 | NA | 100% | 0
126 |  | Subtotal |  | -141778.56 |  |  | -141778.56
127 | 7089 | 2022-02-01 | RESRV-SPIN | -11814.88 | NA | 100% | -11814.88
128 | 7089 | 2022-03-01 | RESRV-SPIN | -11814.88 | NA | 100% | -11814.88
129 | 7089 | 2022-04-01 | RESRV-SPIN | -11814.88 | NA | 100% | -11814.88
130 | 7089 | 2022-05-01 | RESRV-SPIN | -11814.88 | NA | 100% | -11814.88
131 | 7089 | 2022-06-01 | RESRV-SPIN | -11814.88 | NA | 100% | -11814.88
132 | 7089 | 2022-07-01 | RESRV-SPIN | -11814.88 | NA | 100% | -11814.88
133 | 7089 | 2022-08-01 | RESRV-SPIN | -11814.88 | NA | 100% | -11814.88
134 | 7089 | 2022-09-01 | RESRV-SPIN | -11814.88 | NA | 100% | -11814.88
135 | 7089 | 2022-10-01 | RESRV-SPIN | -11814.88 | NA | 100% | -11814.88
136 | 7089 | 2022-11-01 | RESRV-SPIN | -11814.88 | NA | 100% | -11814.88
137 | 7089 | 2022-12-01 | RESRV-SPIN | -11814.88 | NA | 100% | -11814.88
138 | 7089 | 2021-01-01 | RESRV-SPIN | -11814.88 | NA | 100% | -11814.88
139 | 7089 | Adjustments | RESRV-SPIN | 0 | NA | 100% | 0
140 |  | Subtotal |  | -141778.56 |  |  | -141778.56
141 | 7091 | 2022-02-01 | REGULATION | -24090.08 | NA | 100% | -24090.08
142 | 7091 | 2022-03-01 | REGULATION | -24090.08 | NA | 100% | -24090.08
143 | 7091 | 2022-04-01 | REGULATION | -24090.08 | NA | 100% | -24090.08
144 | 7091 | 2022-05-01 | REGULATION | -24090.08 | NA | 100% | -24090.08
145 | 7091 | 2022-06-01 | REGULATION | -24090.08 | NA | 100% | -24090.08
146 | 7091 | 2022-07-01 | REGULATION | -24090.08 | NA | 100% | -24090.08
147 | 7091 | 2022-08-01 | REGULATION | -24090.08 | NA | 100% | -24090.08
148 | 7091 | 2022-09-01 | REGULATION | -24090.08 | NA | 100% | -24090.08
149 | 7091 | 2022-10-01 | REGULATION | -24090.08 | NA | 100% | -24090.08
150 | 7091 | 2022-11-01 | REGULATION | -24090.08 | NA | 100% | -24090.08
151 | 7091 | 2022-12-01 | REGULATION | -24090.08 | NA | 100% | -24090.08
152 | 7091 | 2021-01-01 | REGULATION | -24090.08 | NA | 100% | -24090.08
153 | 7091 | Adjustments | REGULATION | 0 | NA | 100% | 0
154 |  | Subtotal |  | -289080.96 |  |  | -289080.96
155 | Sch 11 | 2022-02-01 | BPU-ZONAL REVENUE | -63321.68 | NA | 100% | -63321.68
156 | Sch 11 | 2022-03-01 | BPU-ZONAL REVENUE | -63321.69 | NA | 100% | -63321.69
157 | Sch 11 | 2022-04-01 | BPU-ZONAL REVENUE | -63321.69 | NA | 100% | -63321.69
158 | Sch 11 | 2022-05-01 | BPU-ZONAL REVENUE | -63321.39 | NA | 100% | -63321.39
159 | Sch 11 | 2022-06-01 | BPU-ZONAL REVENUE | -63321.41 | NA | 100% | -63321.41
160 | Sch 11 | 2022-07-01 | BPU-ZONAL REVENUE | -63321.23 | NA | 100% | -63321.23
161 | Sch 11 | 2022-08-01 | BPU-ZONAL REVENUE | -63321.49 | NA | 100% | -63321.49
162 | Sch 11 | 2022-09-01 | BPU-ZONAL REVENUE | -63321.49 | NA | 100% | -63321.49
163 | Sch 11 | 2022-10-01 | BPU-ZONAL REVENUE | -63321.49 | NA | 100% | -63321.49
164 | Sch 11 | 2022-11-01 | BPU-ZONAL REVENUE | -63321.5 | NA | 100% | -63321.5
165 | Sch 11 | 2022-12-01 | BPU-ZONAL REVENUE | -63321.49 | NA | 100% | -63321.49
166 | Sch 11 | 2022-12-01 | BPU-ZONAL REVENUE | -63321.49 | NA | 100% | -63321.49
167 | Sch 11 | Adjustments | BPU-ZONAL REVENUE | 0 | NA | 100% | 0
168 |  | Subtotal |  | -759858.04 |  |  | -759858.04
169 | Sch 11 | 2022-02-01 | BPU-ZONAL PTP | -5773.69 | NA | 100% | -5773.69
170 | Sch 11 | 2022-03-01 | BPU-ZONAL PTP | -7818.16 | NA | 100% | -7818.16
171 | Sch 11 | 2022-04-01 | BPU-ZONAL PTP | -5849.45 | NA | 100% | -5849.45
172 | Sch 11 | 2022-05-01 | BPU-ZONAL PTP | -6229.45 | NA | 100% | -6229.45
173 | Sch 11 | 2022-06-01 | BPU-ZONAL PTP | -4604.55 | NA | 100% | -4604.55
174 | Sch 11 | 2022-07-01 | BPU-ZONAL PTP | -7213.71 | NA | 100% | -7213.71
175 | Sch 11 | 2022-08-01 | BPU-ZONAL PTP | -6737.59 | NA | 100% | -6737.59
176 | Sch 11 | 2022-09-01 | BPU-ZONAL PTP | -6837.26 | NA | 100% | -6837.26
177 | Sch 11 | 2022-10-01 | BPU-ZONAL PTP | -6317.1 | NA | 100% | -6317.1
178 | Sch 11 | 2022-11-01 | BPU-ZONAL PTP | -4759.81 | NA | 100% | -4759.81
179 | Sch 11 | 2022-12-01 | BPU-ZONAL PTP | -5626.88 | NA | 100% | -5626.88
180 | Sch 11 | 2021-01-01 | BPU-ZONAL PTP | -5951.75 | NA | 100% | -5951.75
181 | Sch 11 | Adjustments | BPU-ZONAL PTP | 0 | NA | 100% | 0
182 |  | Subtotal |  | -73719.4 |  |  | -73719.4
183 | Sch 11 | 2022-02-01 | BPU-REGIONAL REVENUE | -11074.45 | NA | 100% | -11074.45
184 | Sch 11 | 2022-03-01 | BPU-REGIONAL REVENUE | -10958.41 | NA | 100% | -10958.41
185 | Sch 11 | 2022-04-01 | BPU-REGIONAL REVENUE | -10741.58 | NA | 100% | -10741.58
186 | Sch 11 | 2022-05-01 | BPU-REGIONAL REVENUE | -8756.38 | NA | 100% | -8756.38
187 | Sch 11 | 2022-06-01 | BPU-REGIONAL REVENUE | -10892.8 | NA | 100% | -10892.8
188 | Sch 11 | 2022-07-01 | BPU-REGIONAL REVENUE | -10969.61 | NA | 100% | -10969.61
189 | Sch 11 | 2022-08-01 | BPU-REGIONAL REVENUE | -10575.38 | NA | 100% | -10575.38
190 | Sch 11 | 2022-09-01 | BPU-REGIONAL REVENUE | -10740.04 | NA | 100% | -10740.04
191 | Sch 11 | 2022-10-01 | BPU-REGIONAL REVENUE | -10577.75 | NA | 100% | -10577.75
192 | Sch 11 | 2022-11-01 | BPU-REGIONAL REVENUE | -10662.51 | NA | 100% | -10662.51
193 | Sch 11 | 2022-12-01 | BPU-REGIONAL REVENUE | -10453.05 | NA | 100% | -10453.05
194 | Sch 11 | 2021-01-01 | BPU-REGIONAL REVENUE | -10577.03 | NA | 100% | -10577.03
195 | Sch 11 | Adjustments | BPU-REGIONAL REVENUE | 0 | NA | 100% | 0
196 |  | Subtotal |  | -126978.99 |  |  | -126978.99
197 | Sch 11 | 2022-02-01 | BPU-REGIONAL PTP | -717.7 | NA | 100% | -717.7
198 | Sch 11 | 2022-03-01 | BPU-REGIONAL PTP | -744.04 | NA | 100% | -744.04
199 | Sch 11 | 2022-04-01 | BPU-REGIONAL PTP | -691.43 | NA | 100% | -691.43
200 | Sch 11 | 2022-05-01 | BPU-REGIONAL PTP | -763.67 | NA | 100% | -763.67
201 | Sch 11 | 2022-06-01 | BPU-REGIONAL PTP | -544.93 | NA | 100% | -544.93
202 | Sch 11 | 2022-07-01 | BPU-REGIONAL PTP | -833.78 | NA | 100% | -833.78
203 | Sch 11 | 2022-08-01 | BPU-REGIONAL PTP | -780.1 | NA | 100% | -780.1
204 | Sch 11 | 2022-09-01 | BPU-REGIONAL PTP | -780.9 | NA | 100% | -780.9
205 | Sch 11 | 2022-10-01 | BPU-REGIONAL PTP | -759.72 | NA | 100% | -759.72
206 | Sch 11 | 2022-11-01 | BPU-REGIONAL PTP | -546.07 | NA | 100% | -546.07
207 | Sch 11 | 2022-12-01 | BPU-REGIONAL PTP | -594.48 | NA | 100% | -594.48
208 | Sch 11 | 2021-01-01 | BPU-REGIONAL PTP | -678.35 | NA | 100% | -678.35
209 | Sch 11 | Adjustments | BPU-REGIONAL PTP | 0 | NA | 100% | 0
210 |  | Subtotal |  | -8435.17 |  |  | -8435.17
211 | NOTES: | Includes twelve months of revenue credits from January-December or February-January depending on when WAPA began receiving revenue credits from SPP. Revenue credit sheet may be updated
212 |  | or adjusted as necessary to include all revenue credits received. Reference to FERC Code or Object Class indicates Financial Account source. Other reference indicates SPP Invoice as source document.
213 |  | Z2 Schedule 7/8/11 clawbacks
214 |  | Schedule 7 - Firm PTP Transmission revenues
215 |  | Schedule 8 - Non-Firm PTP Transmission revenues
216 |  | Schedule 7/8/11 - MISO's SPP PTP transmission service revenues
217 |  | Schedule 11 - Zonal PTP adjustment revenues
218 |  | 7088 - Scheduling, System Control and Dispatch Services revenues
219 |  | 45420 - Other Rental revenues
220 |  | 45643 - Firm Network Transmission revenues
221 |  | 7080 - Supplemental Reserves revenues
222 |  | 7089 - Spinning Reserves revenues
223 |  | 7091 - Regulation Service revenues
224 |  | Schedule 11 Base Plan Upgrade, Zonal and Regional revenues

## WS4-CostData
WAPA-UGP 2022 Rate True-up Calculation (Rev 1) |  | (Back to Worksheet Links)
Worksheet 4 - Cost Support Data
12 Months Ending 09/30/2022 True-up
|  | WESTERN-UGP |  | WESTERN-RMR |  | COE |  | BOR |  | TOTAL
Line No. | -1 | -2 |  | -3 |  | -4 |  | -5 |  | -6
1 | Net Plant Investment Worksheet
2 | Total PS Plant-in-Service | 1548022490.193 | 1/ | 871983915.15 | 2/ | 1345230531 | 3/ | 565922077.7 | 12/ | 4331159014.043
3 | PS-ED Transmission Plant-in-Service | 1468694511.8302 | 4/ | 7340383.2325 | 5/ | 89200084.69 | 6/ | 0 |  | 1565234979.7527
4 | PS-ED Generation Plant-in-Service | 14401499.9228 | 7/ | 0 |  | 1256030446.31 | L2-L3 | 565922077.7 | L2-L3 | 1836354023.9327
5 | PS-ED SSCD Plant-in-Service | 17251263.3466 | 8/ | [6 empty] | 17251263.3466
6 | BPU-Regional Plant-in-Service | 1089866.4414 | 13/ | [6 empty] | 1089866.4414
7 | BPU-Zonal Plant-in-Service | 7337999.5886 | 13/ | [6 empty] | 7337999.5886
8 | Generation Plant to Total Plant | 0.0093032 | L4/L2 | 0 | L4/L2 | 0.93369 | L4/L2 | 1 | L4/L2
9 | Transmission Plant to Total Plant | 0.94876 | L3/L2 | 0.008418 | L3/L2 | 0.066308 | L3/L2 | 0 | L3/L2
10 | SSCD Plant to Total Plant | 0.011144 | L5/L2
11 | BPU-Regional Plant to Total Plant | 0.00070404 | L6/L2
12 | BPU-Zonal Plant to Total Plant | 0.0047402 | L7/L2
13 | PS Accumulated Depreciation | 789375761.48 | 9/ | 459121572.48 | 10/ | 677652767 | 11/ | 384505506.5 | 12/ | 2310655607.46
14 | PS-ED Trans. Accumulated Depreciation | 748924421.9655 | L9*L13 | 3864897.3149 | L9*L13 | 44934071.0115 | L9*L13 | 0 | L9*L13 | 797723390.292
15 | PS-ED Gen. Accumulated Depreciation | 7343688.5058 | L8*L13 | 0 | L6*L9 | 632718695.9885 | L13-L14 | 384505506.5 | L8*L13 | 1024567890.9943
16 | PS-ED SSCD Accumulated Depreciation | 8796854.8435 | L10*L13 | [6 empty] | 8796854.8435
17 | BPU-Regional Accumulated Depreciation | 555750.4219 | L11*L13 | [6 empty] | 555750.4219
18 | BPU-Zonal Accumulated Depreciation | 3741831.3039 | L12*L13 | [6 empty] | 3741831.3039
19 | PS-ED Net Transmission Plant | 719770089.8646 | L3-L14 | 3475485.9176 | L3-L14 | 44266013.6785 | L3-L14 | 0 | L3-L14 | 767511589.4607
20 | PS-ED Net Generation Plant | 7057811.4169 | L4-L15 | 0 | L4-L15 | 623311750.3215 | L4-L15 | 181416571.2 | L4-L15 | 811786132.9385
21 | PS-ED Net SSCD Plant | 8454408.5031 | L5-L16 | [6 empty] | 8454408.5031
22 | BPU-Regional Net Plant | 534116.0195 | L6-L17 | [6 empty] | 534116.0195
23 | BPU-Zonal Net Plant | 3596168.2847 | L7-L18 | [6 empty] | 3596168.2847
24 | 1/ WS8-TransFac, C4L508
25 | 2/ RMCSR - Pick-Sloan Missouri River Basin Results of Operations (ROOs), Schedule 1
26 | 3/ Corps of Engineers (COE) Financial Statements, Electric and Power Multi-Purpose Plant in Service
27 | 4/ WS8-TransFac, C8L519
28 | 5/ WS8-TransFac, C8L505
29 | 6/ WS8-TransFac, C8L512
30 | 7/ WS8-TransFac, C6L514
31 | 8/ SSCD Plant-in-Service is based on a percentage of Watertown Operations Centers cost, based on FTE
32 | 9/ UGPCSR - Pick-Sloan Missouri River Basin and UGPCSR - Ft. Peck Power System Results of Operations, Schedule 4
33 | 10/ RMCSR - Pick-Sloan Missouri River Basin Results of Operations, Schedule 4
34 | 11/ Corps of Engineers Financial Statements, Statement of Assets and Liabilities
35 | 12/ Combined Financial Statements, Combining Schedules of Revenues and Expenses Data by Agency
36 | 13/ WS7-BPUFac
WAPA-UGP 2022 Rate True-up Calculation (Rev 1)
|  | WESTERN-UGP |  | WESTERN-RMR |  | COE |  | BOR |  | TOTAL
Line No. | -1 | -2 |  | -3 |  | -4 |  | -5 |  | -6
37 | Depreciation Worksheet
38 | PS Depreciation Expense | 32862314.1 | 1/ | 18423415.75 | 2/ | 19477688 | 3/ | 6368732.83 | 4/ | 77132150.68
39 | PS-ED Transmission Depreciation 5/ | 31178294.0303 |  | 155088.792 |  | 1291534.3349 |  | 0 |  | 32624917.1572
40 | PS-ED Generation Depreciation 6/ | 305723.3451 |  | 0 |  | 18186153.6651 |  | 6368732.83 |  | 24860609.8402
41 | PS-ED SSCD Depreciation 7/ | 366219.7664 | [7 empty] | 366219.7664
42 | BPU-Regional Depreciation | 23136.3133 | [7 empty] | 23136.3133
43 | BPU-Zonal Depreciation | 155775.2868 | [7 empty] | 155775.2868
44 | 1/ FY UGPCSR - Pick-Sloan Missouri River Basin and UGPCSR - Ft. Peck Power System Results of Operations, Schedule 4
45 | 2/ FY RMCSR - Pick-Sloan Missouri River Basin Results of Operations, Schedule 4
46 | 3/ FY Corps of Engineers Statement of Revenues and Expenses
47 | 4/ Combined Financial Statements, Detail by Agency
48 | 5/ For UGPR, RMR, COE, and BOR the portion of depreciation expense allocated to PS-ED transmission is based on the ratio of transmission plant-in-service to total plant-in-service,
49 | calculated on L9 of the Net Plant Investment Worksheet
50 | 6/ For UGPR, RMR and BOR the portion of depreciation expense allocated to PS-ED generation is based on the ratio of generation plant-in-service to total plant-in-service, calculated
51 | on L8 of the Net Plant Investment Worksheet. COE generation depreciation is COE total depreciation less transmission depreciation
52 | 7/ For UGPR, the portion of depreciation expense allocated to PS-ED SSCD is based on the ratio of SSCD plant-in-service to total plant in service, calculated on L10 of the Net Plant
53 | Investment Worksheet
WAPA-UGP 2022 Rate True-up Calculation (Rev 1)
|  | WESTERN-UGP |  | WESTERN-RMR |  | COE |  | BOR |  | TOTAL
Line No. | -1 | -2 |  | -3 |  | -4 |  | -5 |  | -6
54 | Cost of Capital Worksheet
55 | Long Term Debt:
56 | FY Balances | 909534006 | 1/ | 383865578 | 1/ | 709902522 | 1/ | 229003928 | 1/ | 2232306034
57 | Interest Expenses:
58 | FY Interest | 36333083 | 13/ | 16248964.25 | 13/ | 22576411.11 | 2/ | 10646247.9 | 2/ | 85804706.26
59 | Average Interest Rate | 3.995% | L58/L56 | 4.233% | L58/L56 | 3.18% | L58/L56 | 4.649% | L58/L56
60 | Transmission Plant Factor | 0.93865 | 3/ | 0.0046645 | 4/ | 0.056683 | 5/ | 0 | 6/
61 | Weighted Trans. Composite Rate | [8 empty] | 3.95% | 7/
62 | Generation Plant Factor | 0.0078424 | 8/ | 0 | 9/ | 0.68398 | 10/ | 0.30818 | 11/
63 | Weighted Gen. Composite Rate | [8 empty] | 3.639% | 12/
64 | 1/ Historical Financial Data in Support of the Power Repayment Study for the P-SMBP, Schedules 21X and 21RX
65 | 2/ Interest from Combined Financial Statements, Detail By Agency/Col M L53
66 | 3/ C2L3+C2L6+L7, Net Plant Investment Worksheet/C6L3+C6L6+C6L7, Net Plant Investment Worksheet
67 | 4/ C3L3, Net Plant Investment Worksheet/C6L3+C6L6+C6L7, Net Plant Investment Worksheet
68 | 5/ C4L3, Net Plant Investment Worksheet/C6L3+C6L6+C6L7, Net Plant Investment Worksheet
69 | 6/ C5L3, Net Plant Investment Worksheet/C6L3+C6L6+C6L7, Net Plant Investment Worksheet
70 | 7/ (C2L59*C2L60)+(C3L59*C3L60)+(C4L59*C4L60)+(C5L59*C5L60)
71 | 8/ C2L4, Net Plant Investment Worksheet/C6L4, Net Plant Investment Worksheet
72 | 9/ C3L4, Net Plant Investment Worksheet/C6L4, Net Plant Investment Worksheet
73 | 10/ C4L4, Net Plant Investment Worksheet/C6L4, Net Plant Investment Worksheet
74 | 11/ C5L4, Net Plant Investment Worksheet/C6L4, Net Plant Investment Worksheet
75 | 12/ (C2L59*C2L62)+(C3L59*C3L62)+(C4L59*C4L62)+(C5L59*C5L62)
76 | 13/ FY UGPCSR - Pick-Sloan Missouri River Basin and UGPCSR - Ft. Peck Power System Results of Operations, Schedule 5-excludes deficit interest
WAPA-UGP 2022 Rate True-up Calculation (Rev 1)
|  | WESTERN-UGP |  | WESTERN RMR |  | COE |  | BOR |  | TOTAL
Line No. | -1 | -2 |  | -3 |  | -4 |  | -5 |  | -6
77 | A&G Expenses Worksheet
78 | Object Class | WESTERN UGPR 1/ |  | WESTERN RMR 2/ |  | COE 3/ |  | BOR 3/ |  | Total
79 | 1411 | 14131804.38 |  | 9375145.98 |  | 0 |  | 0 |  | 23506950.36
80 | 1412 | 7638994.11 |  | 4101925.28 |  | 0 |  | 0 |  | 11740919.39
81 | 1415 | 222142.48 |  | 124772.77 |  | 0 |  | 0 |  | 346915.25
82 | 1416 | 106031.48 |  | -67412.78 |  | 0 |  | 0 |  | 38618.7
83 | 1421 | 1721119.57 |  | 1140756.07 |  | 0 |  | 0 |  | 2861875.64
84 | 1422 | 1278686.83 |  | 329.45 |  | 0 |  | 0 |  | 1279016.28
85 | 1425 | 27522.88 |  | 15794.27 |  | 0 |  | 0 |  | 43317.15
86 | 1426 | 16235.68 |  | -100.32 |  | 0 |  | 0 |  | 16135.36
87 | 1431 | 0 |  | 0 |  | 0 |  | 0 |  | 0
88 | 1432 | 2233.07 |  | 0 |  | 0 |  | 0 |  | 2233.07
89 | 1441 | 0 |  | 0 |  | 0 |  | 0 |  | 0
90 | 1442 | -36.77 |  | 0 |  | 0 |  | 0 |  | -36.77
91 | 1444 | -47.81 |  | 0 |  | 0 |  | 0 |  | -47.81
92 | PS Total A&G | 25144685.9 |  | 14691210.72 |  | 0 |  | 0 |  | 39835896.62
93 | PS-ED Transmission A&G 4/ | 23856153.5229 |  | 123670.9932 |  | 0 |  | 0 |  | 23979824.5161
94 | PS-ED Generation A&G 5/ | 233925.02 |  | 0 |  | 0 |  | 0 |  | 233925.02
95 | PS-ED SSCD A&G 6/ | 280214.0156 |  | 0 |  | 0 |  | 0 |  | 280214.0156
96 | BPU-Regional A&G | 17702.8109 | [7 empty] | 17702.8109
97 | BPU-Zonal A&G | 119191.8696 | [7 empty] | 119191.8696
98 | 1/ Western-UGP A&G Expenses are from the UGPCSR - Pick-Sloan Missouri River Basin and UGPCSR - Ft. Peck Power System Results of Operations, Schedule 11A
99 | 2/ Western RMR A&G Expenses are from the RMCSR - Pick-Sloan Missouri River Basin Results of Operations, Schedule 11A
100 | 3/ A&G Expenses for COE and BOR are unavailable. All COE and BOR A&G expenses are included in O&M Expenses
101 | 4/ The portion of A&G expenses allocated to PS-ED transmission is based on the ratio of transmission plant-in-service to total plant-in-service, calculated on L9 of the Net Plant
102 | Investment Worksheet
103 | 5/ The portion of A&G expenses allocated to PS-ED generation is based on the ratio of generation plant-in-service to total plant-in-service, calculated on L8 of the Net Plant
104 | Investment Worksheet
105 | 6/ The portion of A&G expenses allocated to PS-ED SSCD is based on the ratio of SSCD plant-in-service to total plant-in-service, calculated on L10 of the Net Plant Investment Worksheet
WAPA-UGP 2022 Rate True-up Calculation (Rev 1)
|  | WESTERN-UGP |  | WESTERN RMR |  | COE |  | BOR |  | TOTAL
Line No. | -1 | -2 |  | -3 |  | -4 |  | -5 |  | -6
106 | O&M Expenses Worksheet
107 |  | WESTERN-UGP 1/ |  | WESTERN-RMR 2/ |  | COE 3/ |  | BOR 4/ |  | Total
108 | Total Electric Operating Expense | 284774853.04 |  | 194997488.14 |  | 48796322 |  | 46290246.03 |  | 574858909.21
109 | Less:
110 | Other Power Supply Expenses | 187844674.54 |  | 131000218.15 | [5 empty] | 318844892.69
111 | A&G Expenses | 25144685.9 |  | 14691210.72 | [5 empty] | 39835896.62
112 | Prior Year Adjustments | 137449.78 |  | 0 | [5 empty] | 137449.78
113 | Annual Reserve Sharing Group Cost | 42587.03 |  | 42586.99 | [5 empty] | 85174.02
114 | Plus:
115 | Moveable Property Interest | 970418 |  | 437783 | [5 empty] | 1408201
116 | Warehouse Stores Interest | 155060 |  | 85843 | [5 empty] | 240903
117 | Scheduling, System Control & Dispatch | 12120489.21 | [7 empty] | 12120489.21
118 | PS Total O&M | 72730933.79 |  | 49829685.27 |  | 48796322 |  | 46290246.03 |  | 217604600.1
119 | PS-ED Transmission O&M 5/ | 69003857.4855 |  | 419467.5841 |  | 3235606.0576 |  | 0 |  | 72658931.1272
120 | PS-ED Generation O&M 6/ | 676627.4676 |  | 0 |  | 45560715.9424 |  | 46290246.03 |  | 92527589.44
121 | BPU-Regional O&M | 51205.331 | [7 empty] | 51205.331
122 | BPU-Zonal O&M | 344762.1502 | [7 empty] | 344762.1502
123 | 1/ All Western-UGP O&M Expenses are from the UGPCSR - Pick-Sloan Missouri River Basin and UGPCSR - Ft. Peck Power System Results of Operations, Schedule 11; except
124 | Moveable Property and Warehouse Stores Interest, which are from Schedule 5
125 | 2/ All Western RMR O&M Expenses are from the RMCSR - Pick-Sloan Missouri River Basin Results of Operations, Schedule 11; except Moveable Property and Warehouse
126 | Stores Interest, which are from Schedule 5
127 | 3/ Total Corps O&M Expenses are from the Corps of Engineers Financial Statements
128 | 4/ Total BOR O&M Expenses are from the Combined Financial Statements
129 | 5/ The portion of O&M expenses allocated to PS-ED transmission is based on the ratio of transmission plant-in-service to total plant-in-service, calculated on L9 of the
130 | Net Plant Investment Worksheet
131 | 6/ The portion of O&M expenses allocated to PS-ED generation is based on the ratio of generation plant-in-service to total plant-in-service, calculated on L8 of the
132 | Net Plant Investment Worksheet

## WS5-BPUz
WAPA-UGP 2022 Rate True-up Calculation (Rev 1) |  |  | (Back to Worksheet Links)
Worksheet 5 - Zonal SPP Upgrade Calculations
12 Months Ending 09/30/2022 True-up
| Project Name and # | Type | Project Gross Plant (Zonal Allocation) $ | Allocation Factor % | Project Accumulated Depreciation $ | Allocation for Transmission O&M $ | Allocation for General Plant Depreciation $ | Allocation for A&G $ | Cost of Capital | Project Net Plant $ | Cost of Capital $ | Gross ATRR $ | Revenue Credit Allocation $ /1 | Net ATRR $
Line No. | -1 | -2 | -3 | -4 | -5 | -6 | -7 | -8 | -9 | -10 | -11 | -12 | -13 | -14
1 | LEWIS-RICHLAND 115 kV Ckt 1, 72052, /1 | TL | 51813.31 | 0.7061% | 26420.9153 | 2434.3512 | 1099.9228 | 841.6088 | 3.95% | 25392.3947 | 1002.9073 | 5378.7901 | -520.5296 | 4858.2605
2 | ROBERTS COUNTY 115 kV SUBSTATION, 71926 | SUB | 2212759.1386 | 30.15% | 1128341.7657 | 103962.3387 | 46973.727 | 35942.0705 | 3.95% | 1084417.3729 | 42830.5432 | 229708.6794 | -22229.938 | 207478.7414
3 | ROBERTS COUNTY 115/69 kV TRANSFORMER, 71927 | SUB | 5073024.14 | 69.13% | 2586863.123 | 238346.5261 | 107693.0818 | 82401.6443 | 3.95% | 2486161.017 | 98194.3204 | 526635.5726 | -50964.8837 | 475670.6889
4 | WILLISTON SUBSTATION 115 kV TERMINAL UPGRADES, 61856. 1/ | SUB | 403 | 0.005492% | 205.4999 | 18.9342 | 8.5551 | 6.546 | 3.95% | 197.5001 | 7.8005 | 41.8358 | -4.0486 | 37.7872
5
6
7
8
9
10
11
12
13
14
15 | Total |  | 7337999.5886 | 100% | 3741831.3039 | 344762.1502 | 155775.2868 | 119191.8696 |  | 3596168.2847 | 142035.5714 | 761764.878 | -73719.4 | 688045.478
16 | -1: 1/ Revenue Credit Allocation Total from WS3-Rev Credit C6L182 and allocated based on the ratio of Zonal project plant-in-service to total Zonal plant-in-service, calculated in column 4 of this worksheet

## WS6-BPUr
WAPA-UGP 2022 Rate True-up Calculation (Rev 1) |  | (Back to Worksheet Links)
Worksheet 6 - Base Plan Upgrades-Regional
12 Months Ending 09/30/2022 True-up
| Project Name and # | Type | Project Gross Plant (Regional Allocation) $ | Allocation Factor % | Project Accumulated Depreciation $ | Allocation for Transmission O&M $ | Allocation for General Plant Depreciation $ | Allocation for A&G $ | Cost of Capital | Project Net Plant $ | Cost of Capital $ | Gross ATRR $ | Revenue Credit Allocation $ /1 | Net ATRR $
Line No. | -1 | -2 | -3 | -4 | -5 | -6 | -7 | -8 | -9 | -10 | -11 | -12 | -13 | -14
1 | Roberts County 115 kV Substation, 71926 | SUB | 1089866.4414 | 100% | 555750.4219 | 51205.331 | 23136.3133 | 17702.8109 | 3.95% | 534116.0195 | 21095.6407 | 113140.0958 | -8435.17 | 104704.9258
2
3
4
5
6
7
8
9
10
11
12
13 | Total |  | 1089866.4414 | 100% | 555750.4219 | 51205.331 | 23136.3133 | 17702.8109 |  | 534116.0195 | 21095.6407 | 113140.0958 | -8435.17 | 104704.9258
1/ Revenue Credit Allocation Total from WS3-Rev Credit C6L210 and allocated based on the ratio of Regional project plant-in-service to total Regional plant-in-service, calculated in column 4 of this worksheet

## WS7-BPUFac
WAPA-UGP 2022 Rate True-up Calculation (Rev 1) |  | (Back to Worksheet Links)
Worksheet 7 - SPP Base Plan Upgrades-Facilities
12 Months Ending 09/30/2022 True-up
| (1) | (2) | (3) | (4) | (5) | (6) | -7
Line No. | FID | 2022 SPP TRUE-UP SUMMARY DESCRIPTION | PRIOR YEAR FACILITY TOTALS ($) |  | BASE PLAN UPGRADES-REGIONAL | BASE PLAN UPGRADES-ZONAL | FY2022 SPP TOTALS ($)
1 | LC-RH | LEWIS-RICHLAND 115 kV Ckt 1, 72052, /1 | 51813.31 |  | 0 | 51813.31 | 51813.31
2 | RCO | ROBERTS COUNTY 115 kV SUBSTATION, 71926 | 3302626.4 |  | 1089866.4414 | 2212759.1386 | 3302625.58
3 | RCO | ROBERTS COUNTY 115/69 kV TRANSFORMER, 71927 | 5073024.4 |  | 0 | 5073024.14 | 5073024.14
4 | WN | WILLISTON SUBSTATION 115 kV TERMINAL UPGRADES, 61856. 1/ | 403 |  | 0 | 403 | 403
5 | (3): 8427867.11; (5): 1089866.4414; (6): 7337999.5886; -7: 8427866.03
6 | FID | 2022 SPP TRUE-UP DETAIL: DESCRIPTION | FID COST DETAIL ($) | REG % | REG TOTAL ($) | ZONAL % | ZONAL TOTAL ($)
7 | LC-RH | CONDUCTOR | 51813.31 | 0% | 0 | 100% | 51813.31
8 | (2): LEWIS-RICHLAND 115 kV Ckt 1, 72052 - SUBTOTAL; (3): 51813.31; (5): 0; -7: 51813.31
9 | RCO | STEEL STRUCTURE | 181965.21 | 33% | 60048.5193 | 67% | 121916.6907
10 | RCO | STEEL STRUCTURE | 131277.21 | 33% | 43321.4793 | 67% | 87955.7307
11 | RCO | STEEL STRUCTURE | 265373.44 | 33% | 87573.2352 | 67% | 177800.2048
12 | RCO | DISCONNECT SWITCH | 73711.68 | 33% | 24324.8544 | 67% | 49386.8256
13 | RCO | DISCONNECT SWITCH | 141931.21 | 33% | 46837.2993 | 67% | 95093.9107
14 | RCO | DISCONNECT SWITCH | 179995.67 | 33% | 59398.5711 | 67% | 120597.0989
15 | RCO | CCVT | 39217.44 | 33% | 12941.7552 | 67% | 26275.6848
16 | RCO | CCVT | 89700.9 | 33% | 29601.297 | 67% | 60099.603
17 | RCO | CIRCUIT BREAKER | 22459.3 | 33% | 7411.569 | 67% | 15047.731
18 | RCO | CIRCUIT BREAKER | 410893.11 | 33% | 135594.7263 | 67% | 275298.3837
19 | RCO | STEEL STRUCTURE | 304124.41 | 33% | 100361.0553 | 67% | 203763.3547
20 | RCO | STATION SERVICE, LAND, CONTROL BUILDING | 1461976 | 33% | 482452.08 | 67% | 979523.92
21 | (2): ROBERTS COUNTY 115 kV SUBSTATION, 71926 - SUBTOTAL; (3): 3302625.58; (5): 1089866.4414; -7: 2212759.1386
22 | RCO | POWER TRANSFORMER | 20892.87 | 0% | 0 | 100% | 20892.87
23 | RCO | POWER TRANSFORMER | 461395.39 | 0% | 0 | 100% | 461395.39
24 | RCO | POWER TRANSFORMER | 481328.61 | 0% | 0 | 100% | 481328.61
25 | RCO | DISCONNECT SWITCH | 158422.32 | 0% | 0 | 100% | 158422.32
26 | RCO | DISCONNECT SWITCH | 61693.3 | 0% | 0 | 100% | 61693.3
27 | RCO | DISCONNECT SWITCH | 161497.85 | 0% | 0 | 100% | 161497.85
28 | RCO | CCVT | 13072.48 | 0% | 0 | 100% | 13072.48
29 | RCO | CCVT | 28804.65 | 0% | 0 | 100% | 28804.65
30 | RCO | VOLTAGE TRANSFORMER | 13891.04 | 0% | 0 | 100% | 13891.04
31 | RCO | VOLTAGE TRANSFORMER | 32368.12 | 0% | 0 | 100% | 32368.12
32 | RCO | VOLTAGE TRANSFORMER | 14101.03 | 0% | 0 | 100% | 14101.03
33 | RCO | INSTRUMENT TRANSFORMER | 13036.52 | 0% | 0 | 100% | 13036.52
34 | RCO | INSTRUMENT TRANSFORMER | 35655.07 | 0% | 0 | 100% | 35655.07
35 | RCO | CIRCUIT BREAKER | 25489.5 | 0% | 0 | 100% | 25489.5
36 | RCO | CIRCUIT BREAKER | 397859.06 | 0% | 0 | 100% | 397859.06
37 | RCO | STEEL STRUCTURE | 229082.5 | 0% | 0 | 100% | 229082.5
38 | RCO | POWER TRANSFORMER | 138324.81 | 0% | 0 | 100% | 138324.81
39 | RCO | STEEL STRUCTURE | 423875 | 0% | 0 | 100% | 423875
40 | RCO | ARRESTER | 13145.45 | 0% | 0 | 100% | 13145.45
41 | RCO | OIL STORAGE TANK | 103407.57 | 0% | 0 | 100% | 103407.57
42 | RCO | STATION SERVICE, LAND, CONTROL BUILDING | 2245681 | 0% | 0 | 100% | 2245681
43 |  | ROBERTS COUNTY 115/69 kV TRANSFORMER, 71927 - SUBTOTAL | 5073024.14 | 0 | 0 |  | 5073024.14
44 | WN | RELAYS | 403 | 0% | 0 | 100% | 403
45 | (2): WILLISTON SUBSTATION 115 kV TERMINAL UPGRADES, 61856 - SUBTOTAL; (3): 403; (5): 0; -7: 403
46 | (2): TOTAL; (3): 8427866.03; (5): 1089866.4414; -7: 7337999.5886
47 | (1): 1/ The Region-Wide Revenue Requirement Amount for this project or reservation is 0%, pursuant to the provisions of Tariff Attachment J because the investment is less than $100,000.
48 | (1): The remainder of the Revenue Requirement is the Zonal Revenue Requirement Amount.

## WS8-TransFac
WAPA-UGP 2022 Rate True-up Calculation (Rev 1) |  |  |  | (Back to Worksheet Links)
Worksheet 8 - Transmission Facilities
12 Months Ending 09/30/2022 True-up
| -1 | -2 | -3 | -4 | -5 | -6 | -7 | -8
Line No. |  | FID | DESCRIPTION | FY2022 FACILITY TOTALS ($) | ATTACHMENT AI ADJUSTMENTS ($) | GENERATION ADJUSTMENTS ($) | OTHER ADJUSTMENTS ($) | FY2022 ACT SPP TOTALS ($) | NOTES
1 | TL | AUR BR | AURORA- BROOKINGS 115-KV T/L | 343710.28 | 0 | 0 |  | 343710.28
2 | TL | AUR FL | AURORA-FLANDREAU 115-KV T/L | 96623.18 | 0 | 0 |  | 96623.18
3 | TL | BK HET | BAKER-HETTINGER | 459778.46 | 0 | 0 |  | 459778.46
4 | TL | BU GA | BEULAH-GARRISON | 357312.09 | 0 | 0 |  | 357312.09
5 | TL | BS GH | BISMARCK-GLENHAM | 6362299.55 | 0 | 0 |  | 6362299.55
6 | TL | BS JT 1 | BISMARCK-JAMESTOWN NO. 1 | 9317119.6 | 0 | 0 |  | 9317119.6
7 | TL | BS JT 2 | BISMARCK-JAMESTOWN NO. 2 | 4229572.28 | 0 | 0 |  | 4229572.28
8 | TL | BS MDR | BISMARCK-MEDORA | 12795411.81 | 0 | 0 |  | 12795411.81
9 | TL | BR SF | BROOKINGS-SIOUX FALLS | 2564428.87 | 0 | 0 |  | 2564428.87
10 | TL | BR WT 1 | BROOKINGS-WATERTOWN NO. 1 | 1718240.27 | 0 | 0 |  | 1718240.27
11 | TL | BR WT 2 | BROOKINGS-WATERTOWN NO. 2 | 3318557.94 | 0 | 0 |  | 3318557.94
12 | TL | BR WHT | BROOKINGS-WHITE 115/230KV | 3135515.27 | 0 | 0 |  | 3135515.27
13 | TL | CA JT | CARRINGTON-JAMESTOWN | 1259667.91 | 0 | 0 |  | 1259667.91
14 | TL | WC BU | CHARLIE CREEK - WATFORD CITY | 13451446 | 0 | 0 |  | 13451446
15 | TL | CCRBEF | CHARLIE CREEK-BELFIELD | 14513307.74 | 0 | 0 |  | 14513307.74
16 | TL | CR DC | CIRCLE-DAWSON COUNTY | 5768274.65 | 0 | 0 |  | 5768274.65
17 | TL | CONSH2 | CONRAD-SHELBY #2 | 6735889.54 | 0 | 0 |  | 6735889.54
18 | TL | CS MY | CRESTON-MARYVILLE | 1366481 | 0 | 0 |  | 1366481
19 | TL | DC MC | DAWSON COUNTY - MILES CITY | 2605678.14 | 0 | 0 |  | 2605678.14
20 | TL | DC GL | DAWSON-GLENDIVE | 553799.83 | 0 | 0 |  | 553799.83
21 | TL | DC MDR | DAWSON-MEDORA | 3464063.5 | 0 | 0 |  | 3464063.5
22 | TL | DC OF | DAWSON-O'FALLON CREEK | 918675.84 | 0 | 0 |  | 918675.84
23 | TL | DC WN | DAWSON-WILLISTON /2 | 1258899.68 | 0 | 0 | -51813 | 1207086.68
24 | TL | DN CS | DENISON-CRESTON | 20977730.73 | 0 | 0 |  | 20977730.73
25 | TL | DL CA | DEVILS LAKE-CARRINGTON | 9154518.67 | 0 | 0 |  | 9154518.67
26 | TL | DL LA | DEVILS LAKE-LAKOTA | 1872141.8 | 0 | 0 |  | 1872141.8
27 | TL | ED FO | EDGELEY-FORMAN | 1981753.11 | 0 | 0 |  | 1981753.11
28 | TL | ED GR | EDGELEY-GROTON | 771572.37 | 0 | 0 |  | 771572.37
29 | TL | ELCMA | ELK CREEK-NEWELL-MAURINE 115-kV T/L | 34387.89 | 0 | 0 |  | 34387.89
30 | TL | FA GK | FARGO-GRAND FORKS | 2369098.07 | 0 | 0 |  | 2369098.07
31 | TL | FA MO | FARGO-MORRIS | 8661075.97 | 0 | 0 |  | 8661075.97
32 | TL | FO RCO | FORMAN-ROBERTS COUNTY | 183484.72 | 0 | 0 |  | 183484.72
33 | TL | FO SU D | FORMAN-SUMMIT (BISMARCK) | 922097.72 | 0 | 0 |  | 922097.72
34 | TL | FO SU C | FORMAN-SUMMIT (HURON) | 4465037.05 | 0 | 0 |  | 4465037.05
35 | TL | FP DC 1 | FORT PECK-DAWSON 1 | 200790.43 | 0 | 0 |  | 200790.43
36 | TL | FP DC 2 | FORT PECK-DAWSON 2 | 8301710.1 | 0 | 0 |  | 8301710.1
37 | TL | FP HV | FORT PECK-HAVRE | 28806330.28 | 0 | 0 |  | 28806330.28
38 | TL | FP WH | FORT PECK-WHATELY | 157876.32 | 0 | 0 |  | 157876.32
39 | TL | FP WN | FORT PECK-WILLISTON | 17813195.86 | 0 | 0 |  | 17813195.86
40 | TL | FP WP 2 | FORT PECK-WOLF POINT #2 | 7554491.9 | 0 | 0 |  | 7554491.9
41 | TL | FR FT D | FORT RANDALL-FORT THOMPSON 1&2 | 7782247.01 | 0 | 0 |  | 7782247.01
42 | TL | FR GP | FORT RANDALL-GAVIN'S POINT | 2319938.72 | 0 | 0 |  | 2319938.72
43 | TL | FR GY | FORT RANDALL-GREGORY | 777326.71 | 0 | 0 |  | 777326.71
44 | TL | FR MV | FORT RANDALL-MT VERNON | 2269522.02 | 0 | 0 |  | 2269522.02
45 | TL | FR ON | FORT RANDALL-O'NEILL | 937082.17 | 0 | 0 |  | 937082.17
46 | TL | FR SC D | FORT RANDALL-SIOUX CITY 1&2 | 11919658.63 | 0 | 0 |  | 11919658.63
47 | TL | FT GI | FORT THOMPSON-GRAND ISLAND | 17840940.79 | 0 | 0 |  | 17840940.79
48 | TL | FT HU D | FORT THOMPSON-HURON 230-KV 1&2 | 7747203.09 | 0 | 0 |  | 7747203.09
49 | TL | FT SF D | FORT THOMPSON-SIOUX FALLS 1&2 | 10455917.06 | 0 | 0 |  | 10455917.06
50 | TL | GA BS D | GARRISON-BISMARCK 230KV 1&2 | 10713977.23 | 0 | 0 |  | 10713977.23
51 | TL | GA JT | GARRISON-JAMESTOWN | 5062687.71 | 0 | 0 |  | 5062687.71
52 | TL | GA ML | GARRISON-MALLARD | 1948078.5 | 0 | 0 |  | 1948078.5
53 | TL | GA WJ | GARRISON-WM. J. NEAL | 1521173.69 | 0 | 0 |  | 1521173.69
54 | TL | GP BN | GAVINS POINT-BELDEN | 455727 | 0 | 0 |  | 455727
55 | TL | GP SF | GAVINS POINT-SIOUX FALLS | 3361449.06 | 0 | 0 |  | 3361449.06
56 | TL | GF MO | GRANITE FALLS- MORRIS | 3279089.4 | 0 | 0 |  | 3279089.4
57 | TL | GF MNV | GRANITE FALLS-MINNESOTA VALLEY | 156778 | 0 | 0 |  | 156778
58 | TL | GTFCON | GREAT FALLS-CONRAD | 12744944.75 | 0 | 0 |  | 12744944.75
59 | TL | GY MS | GREGORY-MISSION | 10110752.16 | 0 | 0 |  | 10110752.16
60 | TL | GR HU | GROTON-HURON | 1270645.42 | 0 | 0 |  | 1270645.42
61 | TL | GR SU | GROTON-SUMMIT | 3255847.1 | 0 | 0 |  | 3255847.1
62 | TL | HV RB | HAVRE-RAINBOW | 8681331.67 | 0 | 0 |  | 8681331.67
63 | TL | HV SH2 | HAVRE-SHELBY#2 | 5561904.64 | 0 | 0 |  | 5561904.64
64 | TL | HE DV | HESKETT-DEVAUL | 6016436.05 | 0 | 0 |  | 6016436.05
65 | TL | HETNU | HETTINGER-NEW UNDERWOOD | 11263708.41 | 0 | 0 |  | 11263708.41
66 | TL | HU MV | HURON-MT VERNON | 617622.68 | 0 | 0 |  | 617622.68
67 | TL | HU WT D | HURON-WATERTOWN 230KV 1&3 | 6319621.67 | 0 | 0 |  | 6319621.67
68 | TL | JT ED | JAMESTOWN-EDGELEY | 1189519.96 | 0 | 0 |  | 1189519.96
69 | TL | JT FA 1 | JAMESTOWN-FARGO NO. 1 | 4941648.61 | 0 | 0 |  | 4941648.61
70 | TL | JT FA 2 | JAMESTOWN-FARGO NO. 2 | 3155849.87 | 0 | 0 |  | 3155849.87
71 | TL | JT GK | JAMESTOWN-GRAND FORKS | 28856299.2 | 0 | 0 |  | 28856299.2
72 | TL | JT VC | JAMESTOWN-VALLEY CITY | 1055414.43 | 0 | 0 |  | 1055414.43
73 | TL | LAHCF | LAKE HELENA SWITCHYARD - CANYON FERRY 100 KV | 619323.74 | 0 | 0 |  | 619323.74
74 | TL | LE DL | LEEDS-DEVILS LAKE | 8987641.8 | 0 | 0 |  | 8987641.8
75 | TL | LE RL | LEEDS-ROLLA | 6257785.98 | 0 | 0 |  | 6257785.98
76 | TL | ML RG | MALLARD-RUGBY | 1089083.24 | 0 | 0 |  | 1089083.24
77 | TL | MR MS | MARTIN-MISSION | 1816903.7 | 0 | 0 |  | 1816903.7
78 | TL | MR PL | MARTIN-PHILIP | 2349422.98 | 0 | 0 |  | 2349422.98
79 | TL | MA RC | MAURINE-RAPID CITY | 6346264.54 | 0 | 0 |  | 6346264.54
80 | TL | MC BK | MILES CITY-BAKER | 11220164.28 | 0 | 0 |  | 11220164.28
81 | TL | MC CU | MILES CITY-CUSTER | 3750704.04 | 0 | 0 |  | 3750704.04
82 | TL | NU PL | NEW UNDERWOOD-PHILIP | 3215519.2 | 0 | 0 |  | 3215519.2
83 | TL | NU RC 1 | NEW UNDERWOOD-RAPID CITY NO. 1 | 1132485.86 | 0 | 0 |  | 1132485.86
84 | TL | NU RC 2 | NEW UNDERWOOD-RAPID CITY NO. 2 | 309991 | 0 | 0 |  | 309991
85 | TL | NU SG C | NEW UNDERWOOD-STEGALL (HURON) | 2651859.84 | 0 | 0 |  | 2651859.84
86 | TL | OA FT N | OAHE-FORT THOMPSON 230KV 1&2 | 3973415.92 | 0 | 0 |  | 3973415.92
87 | TL | OA FT S | OAHE-FORT THOMPSON 230KV 3&4 | 5563295.6 | 0 | 0 |  | 5563295.6
88 | TL | OA GH | OAHE-GLENHAM | 5949647.51 | 0 | 0 |  | 5949647.51
89 | TL | OA MA | OAHE-MAURINE | 1967901.35 | 0 | 0 |  | 1967901.35
90 | TL | OA NU | OAHE-NEW UNDERWOOD | 6683770.36 | 0 | 0 |  | 6683770.36
91 | TL | OA PI | OAHE-PIERRE | 388816.19 | 0 | 0 |  | 388816.19
92 | TL | OF MC | O'FALLON CREEK-MILES CITY | 2488318.48 | 0 | 0 |  | 2488318.48
93 | TL | ORD GSO | ORDWAY-GROTON SOUTH | 2038920.25 | 0 | 0 |  | 2038920.25
94 | TL | PI PL | PIERRE-PHILIP | 2140435.53 | 0 | 0 |  | 2140435.53
95 | TL | RC DRY | RAPID CITY-DRY CREEK | 9269194.16 | 0 | 0 |  | 9269194.16
96 | TL | ELCRC | RAPID CITY-ELK CREEK 115-kV T/L | 52063.76 | 0 | 0 |  | 52063.76
97 | TL | RCOSU | ROBERTS COUNTY-SUMMIT | 757811.5 | 0 | 0 |  | 757811.5
98 | TL | RG LE | RUGBY-LEEDS | 2235654.88 | 0 | 0 |  | 2235654.88
99 | TL | SH SH2 | SHELBY-SHELBY #2 | 576089.67 | -576089.67 | 0 |  | 0
100 | TL | SC DN | SIOUX CITY-DENISON | 15738203.53 | 0 | 0 |  | 15738203.53
101 | TL | SC SP | SIOUX CITY-SPENCER | 1938352.95 | 0 | 0 |  | 1938352.95
102 | TL | SC SF | SIOUX FALLS- SIOUX CITY | 3217192.17 | 0 | 0 |  | 3217192.17
103 | TL | SF VFO | SIOUX FALLS-VIRGIL FODNESS 230KV T-LINE | 277896.62 | 0 | 0 |  | 277896.62
104 | TL | SU WT | SUMMIT-WATERTOWN | 6743203.05 | 0 | 0 |  | 6743203.05
105 | TL | TT TI | TIBER TAP-TIBER | 1084857.5 | 0 | 0 |  | 1084857.5
106 | TL | UJ SF | UTICA JCT-SIOUX FALLS | 3485236.01 | 0 | 0 |  | 3485236.01
107 | TL | VC FO | VALLEY CITY-FORMAN | 2418956.92 | 0 | 0 |  | 2418956.92
108 | TL | VR GTF | VERONA GREAT FALLS 161-kV LINE | 5110115.21 | 0 | 0 |  | 5110115.21
109 | TL | UJ VFO | VIRGIL FODNESS-UTICA JUNCTION-FT RANDALL/RASMUS | 312931.04 | 0 | 0 |  | 312931.04
110 | TL | WDDBEF | WARD DELIVERY-BELFIELD 230KV T-LINE | 120025.83 | 0 | 0 |  | 120025.83
111 | TL | WT GF D | WATERTOWN-GRANITE FALLS 1&2 | 7488153.73 | 0 | 0 |  | 7488153.73
112 | TL | WT SC | WATERTOWN-SIOUX CITY | 26924889.42 | 0 | 0 |  | 26924889.42
113 | TL | WC BU | WATFORD CITY-BEULAH | 349954 | 0 | 0 |  | 349954
114 | TL | WN WC | WILLISTON-WATFORD CITY | 17627867.68 | 0 | 0 |  | 17627867.68
115 | TL | WP CR | WOLF POINT-CIRCLE | 11035513.97 | 0 | 0 |  | 11035513.97
116 | TL | WJ RG | WM. J. NEAL-RUGBY | 4629315.97 | 0 | 0 |  | 4629315.97
117 | TL | YT CU | YELLOWTAIL-CUSTER | 4270496.96 | 0 | 0 |  | 4270496.96
118 | TL Total |  | TRANSMISSION LINES | 611018037.75 | -576089.67 | 0 |  | 610390135.08
119 | SUB | AN | ANITA | 6259.21 | 0 | 0 |  | 6259.21
120 | SUB | AVS | ANTELOPE VALLEY | 12377.42 | 0 |  |  | 12377.42
121 | SUB | APD | APPELDORN SUBSTATION | 5795383.96 | 0 | 0 |  | 5795383.96
122 | SUB | AR | ARMOUR SUBSTATION | 2318295.1 | -800023.53 | 0 |  | 1518271.57
123 | SUB | AHS | ASH SUBSTATION | 63325.31 | 0 | 0 |  | 63325.31
124 | SUB | AB | ASSINNIBOINE | 35004.78 | -35004.78 | 0 |  | 0
125 | SUB | AUR | AURORA SUBSTATION | 2931082.34 | -124344 | 0 |  | 2806738.34
126 | SUB | BK | BAKER | 279691.27 | 0 | 0 |  | 279691.27
127 | SUB | BN | BELDEN SUBSTATION | 298521.89 | 0 | 0 |  | 298521.89
128 | SUB | BEF | BELFIELD SUBSTATION | 13926842.76 | -109224 | 0 |  | 13817618.76
129 | SUB | BE | BERESFORD SUBSTATION | 4733509.87 | -231321.2 | 0 |  | 4502188.67
130 | SUB | BB | BISBEE SUBSTATION | 495306.08 | -441103.97 | 0 |  | 54202.11
131 | SUB | BS | BISMARK SUBSTATION | 18573657.7 | -200648 | 0 |  | 18373009.7
132 | SUB | BI | BISON | 37821.46 | 0 | 0 |  | 37821.46
133 | SUB | BOL | BOLE SUB | 3077347.65 | -630455 | 0 |  | 2446892.65
134 | SUB | BO | BONESTEEL SUBSTATION | 3496396.41 | -1310501.02 | 0 |  | 2185895.39
135 | SUB | BR | BROOKINGS SUBSTATION | 14164196.39 | 0 | 0 |  | 14164196.39
136 | SUB | CBC | CAMPBELL COUNTY SWITCHING STATION | 4765825.66 | 0 | 0 |  | 4765825.66
137 | SUB | CF | CANYON FERRY | 83038.7 | 0 | 0 |  | 83038.7
138 | SUB | CRP | CARPENTER SUBSTATION | 2841162.78 | 0 | 0 |  | 2841162.78
139 | SUB | CA | CARRINGTON SUBSTATION | 3879363.63 | -1007873.07 | 0 |  | 2871490.56
140 | SUB | CCR | CHARLIE CREEK | 1401476.59 | 0 | 0 |  | 1401476.59
141 | SUB | CR | CIRCLE SUBSTATION | 8543589.61 | -2065347.24 | 0 |  | 6478242.37
142 | SUB | CON | CONRAD SUB | 5362774.57 | -151625.18 | 0 |  | 5211149.39
143 | SUB | CS | CRESTON SUBSTATION | 8521706.62 | 0 | 0 |  | 8521706.62
144 | SUB | CRO | CROSSOVER SUB | 13977733.67 | 0 | 0 |  | 13977733.67
145 | SUB | CQE | CULBERTSON EAST SWITCHING STATION | 2390851.22 | 0 | 0 |  | 2390851.22
146 | SUB | CU | CUSTER SUBSTATION | 4865006.68 | -346142 | 0 |  | 4518864.68
147 | SUB | CT | CUSTER TRAIL SUBSTATION | 1567242.25 | -1567242.25 | 0 |  | 0
148 | SUB | DC | DAWSON COUNTY SUBSTATION | 10803792.95 | -2304.9 | 0 |  | 10801488.05
149 | SUB | DNT | DENBIGH TAP | 848872.14 | -109672.64 |  |  | 739199.5
150 | SUB | DN | DENISON SUBSTATION | 16272742.53 | 0 | 0 |  | 16272742.53
151 | SUB | DV | DEVAUL SUBSTATION | 1657438.26 | -1657438 | 0 |  | 0.26
152 | SUB | DL | DEVILS LAKE SUBSTATION | 14635855 | -537805 | 0 |  | 14098050
153 | SUB | DK | DICKINSON | 101980.34 | 0 | 0 |  | 101980.34
154 | SUB | EJ | E. J. MANNING | 49112.16 | 0 | 0 |  | 49112.16
155 | SUB | EA | EAGLE | 88696.06 | 0 | 0 |  | 88696.06
156 | SUB | EB | EAGLE BUTTE SUBSTATION | 2149403.61 | -1211250 | 0 |  | 938153.61
157 | SUB | ED | EDGELEY SUBSTATION | 6811985.81 | -1197121.81 | 0 |  | 5614864
158 | SUB | ELC | ELK CREEK SUBSTATION | 2101778.8 | -17146.99 | 0 |  | 2084631.81
159 | SUB | EL | ELLENDALE SUBSTATION | 579.43 | -579.43 | 0 |  | 0
160 | SUB | ELI | ELLIOTT SWITCHING STATION | 3507128.62 | -41652.43 | 0 |  | 3465476.19
161 | SUB | END | ENDERLIN TAP STATION | 749767.78 | -494847 | 0 |  | 254920.78
162 | SUB | EXI | EXIRA SWITCHING STATION | 5508482 | -164228.81 | 0 |  | 5344253.19
163 | SUB | FVW | FAIRVIEW WEST SWITCHING STATION | 4296872.84 | 0 | 0 |  | 4296872.84
164 | SUB | FH | FAITH SUBSTATION | 1235034.1 | -586376.6 | 0 |  | 648657.5
165 | SUB | FA | FARGO SUBSTATION | 27447906.11 | 0 | 0 |  | 27447906.11
166 | SUB | FL | FLANDREAU SUBSTATION | 4485547.91 | -40435 | 0 |  | 4445112.91
167 | SUB | FO | FORMAN SUBSTATION | 7486470.72 | -1303371.45 | 0 |  | 6183099.27
168 | SUB | FR | FORT RANDALL | 253710.27 | 0 | 0 |  | 253710.27
169 | SUB | FT2 | FORT THOMPSON #2 | 13833713.08 | 0 | 0 |  | 13833713.08
170 | SUB | FT | FORT THOMPSON SUBSTATION | 17456296.39 | -163144 | 0 |  | 17293152.39
171 | SUB | GL | GLENDIVE SUBSTATION | 1725310.24 | 0 | 0 |  | 1725310.24
172 | SUB | GK | GRAND FORKS SUBSTATION | 14306726.75 | 0 | 0 |  | 14306726.75
173 | SUB | GI | GRAND ISLAND SUBSTATION | 19014781.94 | 0 | 0 |  | 19014781.94
174 | SUB | GRP | GRAND PRAIRIE SUBSTATION /1 | 269023.36 | 0 | 0 |  | 269023.36
175 | SUB | GF | GRANITE FALLS SUBSTATION | 23973749.35 | -1922930 | 0 |  | 22050819.35
176 | SUB | GTF | GREAT FALLS SUB | 8470403.95 | 0 | 0 |  | 8470403.95
177 | SUB | GY | GREGORY SUBSTATION | 1517924.97 | -43752 | 0 |  | 1474172.97
178 | SUB | GR | GROTON SUBSTATION | 6180010.6 | -326876.79 | 0 |  | 5853133.81
179 | SUB | GSO | GROTON SOUTH SUBSTATION | 8552324.46 | 0 | 0 |  | 8552324.46
180 | SUB | HA | HARLEM | 98533.88 | 0 | 0 |  | 98533.88
181 | SUB | HV | HAVRE SUBSTATION | 12268218.32 | -62475.4 | 0 |  | 12205742.92
182 | SUB | HBN | HEBRON SWITCHING STATION | 6872237.84 | -59777.35 | 0 |  | 6812460.49
183 | SUB | HET | HETTINGER | 10832.21 | 0 | 0 |  | 10832.21
184 | SUB | HLK | HILKEN SWITCHING STATION | 3937936.1 | -143716.45 | 0 |  | 3794219.65
185 | SUB | HU | HURON SUBSTATION | 12929079.86 | -786535.83 | 0 |  | 12142544.03
186 | SUB | JT | JAMESTOWN SUBSTATION | 25958918.93 | -1112294 | 0 |  | 24846624.93
187 | SUB | KD | KILLDEER SUBSTATION | 7092854.18 | -1181101.42 | 0 |  | 5911752.76
188 | SUB | LA | LAKOTA SUBSTATION | 3972264.11 | -1591198 | 0 |  | 2381066.11
189 | SUB | LE | LEEDS SUBSTATION | 4045847.17 | -158721.51 | 0 |  | 3887125.66
190 | SUB | LET | LETCHER SUBSTATION | 11108747.65 | 0 | 0 |  | 11108747.65
191 | SUB | ML | MALLARD | 29969.23 | 0 | 0 |  | 29969.23
192 | SUB | MT | MALTA | 340848.27 | 0 | 0 |  | 340848.27
193 | SUB | MDN | MANDAN SUBSTATION | 19476 | 0 | 0 |  | 19476
194 | SUB | MR | MARTIN SUBSTATION | 6503752.15 | -836290 | 0 |  | 5667462.15
195 | SUB | MA | MAURINE SUBSTATION | 7612599.49 | -343742 | 0 |  | 7268857.49
196 | SUB | MD | MIDLAND SUBSTATION | 1329825.83 | -154097 | 0 |  | 1175728.83
197 | SUB | MC2 | MILES CITY SUB #2 | 7904070.58 | 0 | 0 |  | 7904070.58
198 | SUB | MC3 | MILES CITY SUB #3 | 1895701.8 | 0 | 0 |  | 1895701.8
199 | SUB | MC | MILES CITY SUBSTATION | 1202099.41 | 0 | 0 |  | 1202099.41
200 | SUB | MGV | MINGUSVILLE SUBSTATION | 5351152.01 | 0 | 0 |  | 5351152.01
201 | SUB | MS | MISSION SUBSTATION | 3531440.82 | -586992 | 0 |  | 2944448.82
202 | SUB | MO | MORRIS SUBSTATION | 7937659.71 | -1095435.36 | 0 |  | 6842224.35
203 | SUB | MV | MT VERNON SUBSTATION | 5418695.95 | -195317.53 | 0 |  | 5223378.42
204 | SUB | NA | NASHUA SUB | 72367.83 | -72367.83 | 0 |  | 0
205 | SUB | NEL | NELSON SUBSTATION | 1944816.97 | -33744 | 0 |  | 1911072.97
206 | SUB | NU | NEW UNDERWOOD SUBSTATION | 18362016.69 | 0 | 0 |  | 18362016.69
207 | SUB | NL | NEWELL SUBSTATION | 4160417.51 | -287496.89 | 0 |  | 3872920.62
208 | SUB | OF | O'FALLON CREEK SUBSTATION | 3770311.45 | -71356 | 0 |  | 3698955.45
209 | SUB | ON | O'NEILL SUB (NPP) | 180660.37 | 0 | 0 |  | 180660.37
210 | SUB | PET | PENN TAP | 890606.75 | -108484.95 | 0 |  | 782121.8
211 | SUB | PL | PHILIP SUBSTATION | 2034591.81 | -209290 | 0 |  | 1825301.81
212 | SUB | PI | PIERRE SUBSTATION | 4220540.96 | -699890 | 0 |  | 3520650.96
213 | SUB | PLL | PLEASANT LAKE TAP | 992414.68 | -160601.15 | 0 |  | 831813.53
214 | SUB | RB | RAINBOW SUBSTATION | 250628.78 | -250628.78 | 0 |  | 0
215 | SUB | RC | RAPID CITY SUBSTATION | 5739050.59 | -630014.97 | 0 |  | 5109035.62
216 | SUB | RH | RICHLAND SUBSTATION | 1733527.61 | -1733527.61 | 0 |  | 0
217 | SUB | RCO | ROBERTS COUNTY /2 | 8375650.8 | 0 |  | -8375651 | -0.2
218 | SUB | RL | ROLLA SUBSTATION | 623512.97 | 0 | 0 |  | 623512.97
219 | SUB | RY | RUDYARD SUBSTATION | 3439426.98 | -1380449 | 0 |  | 2058977.98
220 | SUB | RG | RUGBY SUBSTATION | 8746430.15 | -1538024.12 | 0 |  | 7208406.03
221 | SUB | SA | SAVAGE SUB | 74402.89 | 0 | 0 |  | 74402.89
222 | SUB | SH | SHELBY SUBSTATION | 4043804.21 | -4043804.41 | 0 |  | -0.2
223 | SUB | SH2 | SHELBY SUBSTATION #2 | 5664918.33 | -169696 | 0 |  | 5495222.33
224 | SUB | SL | SHIRLEY TAP | 22102.23 | 0 | 0 |  | 22102.23
225 | SUB | SC2 | SIOUX CITY #2 | 12976455.49 | 0 | 0 |  | 12976455.49
226 | SUB | SC | SIOUX CITY SUBSTATION | 15965764.93 | 0 | 0 |  | 15965764.93
227 | SUB | SF | SIOUX FALLS SUBSTATION | 14869649.91 | -516513.16 | 0 |  | 14353136.75
228 | SUB | SP | SPENCER | 8022741.19 | -254683.47 | 0 |  | 7768057.72
229 | SUB | SNY | STANLEY | 49735.05 | 0 | 0 |  | 49735.05
230 | SUB | SB | SULLY BUTTES | 93606.07 | 0 | 0 |  | 93606.07
231 | SUB | SUH | SULPHUR | 21125.51 | 0 | 0 |  | 21125.51
232 | SUB | SU | SUMMIT SUBSTATION | 3393720.65 | -334512.54 | 0 |  | 3059208.11
233 | SUB | TR | TERRY TAP | 638488.78 | -103120.76 |  |  | 535368.02
234 | SUB | TT | TIBER TAP | 166305.58 | 0 | 0 |  | 166305.58
235 | SUB | TN | TOWNER | 5243015 | 0 | 0 |  | 5243015
236 | SUB | TY | TYNDALL SUBSTATION | 937620.96 | -125594.13 | 0 |  | 812026.83
237 | SUB | UJ | UTICA JCT. | 12816176.86 | 0 | 0 |  | 12816176.86
238 | SUB | VH | V. T. HANLON | 12228699.77 | 0 | 0 |  | 12228699.77
239 | SUB | VC | VALLEY CITY SUBSTATION | 6935917.98 | -176541.41 | 0 |  | 6759376.57
240 | SUB | VR | VERONA | 50120.56 | 0 | 0 |  | 50120.56
241 | SUB | VE | VETAL TAP | 232375.26 | 0 | 0 |  | 232375.26
242 | SUB | VFO | VIRGIL FODNESS SUBSTATION | 3220641.33 | 0 | 0 |  | 3220641.33
243 | SUB | WL | WALL SUBSTATION | 1645870.56 | -654299 | 0 |  | 991571.56
244 | SUB | WNB | WANBLEE TAP | 0 | 0 | 0 |  | 0
245 | SUB | WDD | WARD SUBSTATION | 3453847.29 | -45361.56 | 0 |  | 3408485.73
246 | SUB | WB | WASHBURN SUBSTATION | 2244714.99 | -942415 | 0 |  | 1302299.99
247 | SUB | WT2 | WATERTOWN #2 | 3223562.77 | 0 | 0 |  | 3223562.77
248 | SUB | WTS | WATERTOWN STATIC VAR SYSTEM | 11778774.81 | 0 | 0 |  | 11778774.81
249 | SUB | WT | WATERTOWN SUBSTATION | 18723156.71 | 0 | 0 |  | 18723156.71
250 | SUB | WC | WATFORD CITY SUB | 7600293.54 | -108365.37 | 0 |  | 7491928.17
251 | SUB | WSG | WESSINGTON SPRINGS SUBSTATION | 5141440.25 | -181849 | 0 |  | 4959591.25
252 | SUB | WH2 | WHATELY (NORTHERN) | 40859.63 | 0 | 0 |  | 40859.63
253 | SUB | WH | WHATELY SUBSTATION | 109910.18 | -54082.99 | 0 |  | 55827.19
254 | SUB | WHT | WHITE 345/115 SUB | 11088274.43 | 0 | 0 |  | 11088274.43
255 | SUB | WV | WICKSVILLE SUBSTATION | 849186.01 | -250593.49 | 0 |  | 598592.52
256 | SUB | WN2 | WILLISTON 2 SUBSTATION | 15594604.08 | 0 | 0 |  | 15594604.08
257 | SUB | WN | WILLISTON SUBSTATION /2 | 8198986.58 | -97320 | 0 | -403 | 8101263.58
258 | SUB | WI | WINNER SUBSTATION | 3289729.45 | -243116.9 | 0 |  | 3046612.55
259 | SUB | WJ | WM. J. NEAL | 183222.22 | 0 | 0 |  | 183222.22
260 | SUB | WP | WOLF POINT SUBSTATION | 7289287.31 | -1346899.36 | 0 |  | 5942387.95
261 | SUB | WO | WOONSOCKET SUBSTATION | 2775992.03 | -1579680.04 | 0 |  | 1196311.99
262 | SUB | YJ | YANKTON JCT. | 76395.83 | 0 | 0 |  | 76395.83
263 | SUB | YA | YANKTON SUBSTATION | 2935 | 0 | 0 |  | 2935
264 | SUB Total |  | SUBSTATIONS | 768126380.72 | -45553805.83 | 0 | -8376054 | 714196520.89
265 | O&M | ARC | ARMOUR O&M SER. CEN. | 3488667.41 | 0 | 0 |  | 3488667.41
266 | O&M | BSM | BISMARCK O&M SER. CEN. | 9888330.51 | 0 | 0 |  | 9888330.51
267 | O&M | DCF | DAWSON SER. CEN. | 6853288.57 | 0 | 0 |  | 6853288.57
268 | O&M | DLM | DEVILS LAKE O&M SER. CEN. | 3852063.84 | 0 | 0 |  | 3852063.84
269 | O&M | FAO | FARGO LINE MAINTENANCE FACILITY | 2203120.67 | 0 | 0 |  | 2203120.67
270 | O&M | FAM | FARGO O&M SER. CEN. | 584445.11 | 0 | 0 |  | 584445.11
271 | O&M | FPM | FORT PECK SER. CEN. | 8407258.68 | 0 | 0 |  | 8407258.68
272 | O&M | FTM | FORT THOMPSON O&M S. C. | 2209622.59 | 0 | 0 |  | 2209622.59
273 | O&M | HVM | HAVRE SERVICE CENTER | 493999.14 | 0 | 0 |  | 493999.14
274 | O&M | HUM | HURON O&M SER. CEN. | 3084643.82 | 0 | 0 |  | 3084643.82
275 | O&M | JTM | JAMESTOWN O&M SER. CEN. | 3874657.35 | 0 | 0 |  | 3874657.35
276 | O&M | MCM | MILES CITY MTCE FAC. | 1025254.07 | 0 | 0 |  | 1025254.07
277 | O&M | NUM | NEW UNDERWOOD SER. CEN. | 96884.41 | 0 | 0 |  | 96884.41
278 | O&M | PLM | PHILIP O&M SER. CENT. | 1699741.47 | 0 | 0 |  | 1699741.47
279 | O&M | PIM | PIERRE O&M SER. CEN. | 1051383.41 | 0 | 0 |  | 1051383.41
280 | O&M | RCM | RAPID CITY GARAGE & STOR. | 2221966.72 | 0 | 0 |  | 2221966.72
281 | O&M | RCN | RAPID CITY NORTH O&M SER. CEN. | 1285818.92 | 0 | 0 |  | 1285818.92
282 | O&M | SCM | SIOUX CITY O&M SER. CEN. | 7115527.48 | 0 | 0 |  | 7115527.48
283 | O&M | SFC | SIOUX FALLS O&M SER. CEN. | 239919.86 | 0 | 0 |  | 239919.86
284 | O&M | WTM | WATERTOWN MAINT. CEN. | 7452150.55 | 0 | 0 |  | 7452150.55
285 | O&M Total |  | O&M SERVICE & MAINT. CENTERS | 67128744.58 | 0 | 0 |  | 67128744.58
286 | OPS | WAO | WATERTOWN ALTERNATE OPERATIONS CENTER | 6174391.47 | 0 | 0 | 0 | 6174391.47 | Column 4 shows percentage of the Watertown Operations Center that was prorated to generation based on FTE associated with generation.
287 | OPS | WTO | WATERTOWN OPERATIONS CENT | 1785957.71 | 0 | 0 | -283037.6429 | 1502920.0671
288 | OPS | WTO F | WATERTOWN OPER CTR (BFPS) | 11977195.15 | 0 | 0 | -1265809.0272 | 10711386.1228
289 | OPS Total |  | OPERATION CENTERS | 19937544.33 | 0 | 0 | -1548846.6701 | 18388697.6599
290 | MOB | MOBW2 | MOB 115KV SWITCH TRAILER | 69740.75 | 0 | 0 |  | 69740.75
291 | MOB | MOBT2 | MOB TRANSF 115KV 10MVA | 218492.84 | 0 | 0 |  | 218492.84
292 | MOB | MOBT12 | MOB TRANSF 115KV 25MVA | 814665.16 | 0 | 0 |  | 814665.16
293 | MOB | MOBT4 | MOB TRANSF 115KV 40MVA | 526201.25 | 0 | 0 |  | 526201.25
294 | MOB | MOBT6 | MOB TRANSF 230KV 1-33MVA | 170278 | 0 | 0 |  | 170278
295 | MOB | MOBB2 | MOBILE BY PASS KIT (BISMARCK) | 35070.98 | 0 | 0 |  | 35070.98
296 | MOB | MOBB1 | MOBILE BY PASS KIT (HURON) | 163694.91 | 0 | 0 |  | 163694.91
297 | MOB | MOBC4 | MOBILE CAPACITOR BANK | 19074.86 | 0 | 0 |  | 19074.86
298 | MOB | MOBS6 | MOBILE SUB 110KV | 127143.62 | 0 | 0 |  | 127143.62
299 | MOB | MOBS9 | MOBILE SUB 115KV 20MVA | 404166.08 | 0 | 0 |  | 404166.08
300 | MOB | MOBS10 | MOBILE SUB 115KV/41.8 KV 20MVA | 1474766.3 | -1474766 |  |  | 0.3
301 | MOB | MOBS7 | MOBILE SUB 41.8 KV | 192498.02 | -192498.02 | 0 |  | 0
302 | MOB | MOBS5 | MOBILE SUB 69KV | 71118 | 0 | 0 |  | 71118
303 | MOB | MOBR2 | MOB SH.REACTOR | 179327.81 | 0 | 0 |  | 179327.81
304 | MOB Total |  | MOBILE EQUIPMENT | 4466238.58 | -1667264.02 | 0 |  | 2798974.56
305 | GEN | BG FT L | BIG BEND-FORT THOMPSON (LOW VOLTAGE) | 81944 | 0 | -81944 |  | 0
306 | GEN | FP | FORT PECK POWERPLANT (COE) | 64611.39 | 0 | -64611.39 |  | 0
307 | GEN | FT BG 1 | FORT THOMPSON-BIG BEND NO. 1 | 922163.82 | 0 | 0 |  | 922163.82
308 | GEN | FT BG 2 | FORT THOMPSON-BIG BEND NO. 2 | 690735.13 | 0 | 0 |  | 690735.13
309 | GEN Total |  | TRANSMISSION-RELATED GEN. FACILITIES | 1759454.34 | 0 | -146555.39 |  | 1612898.95
310 | COM | ATC | ATLANTIC COMMUNICATION SITE | 58085.85 | 0 | -18558.4291 |  | 39527.4209 | Column 4 shows 31.95% of the Communication Facilities that were prorated to generation based on the number of communication channels dedicated to generation.
311 | COM | BK2 | BAKER RELAY | 278672.56 | 0 | -89035.8829 |  | 189636.6771
312 | COM | BTY | BANTRY | 409859.66 | 0 | -130950.1614 |  | 278909.4986
313 | COM | BAE | BARRETT | 99834.58 | 0 | -31897.1483 |  | 67937.4317 | 0.3195
314 | COM | BMW | BATTLE MT. MICROWAVE | 352403.74 | 0 | -112592.9949 |  | 239810.7451
315 | COM | BPR | BELLE PRAIRIE | 257178.8 | 0 | -82168.6266 |  | 175010.1734
316 | COM | BET | BENEDICT | 227039.99 | 0 | -72539.2768 |  | 154500.7132
317 | COM | BU | BEULAH | 10678.65 | 0 | -3411.8287 |  | 7266.8213
318 | COM | BG | BIG BEND | 113361.84 | 0 | -36219.1079 |  | 77142.7321
319 | COM | BJR | BIJOU REPEATER | 517974.32 | 0 | -165492.7952 |  | 352481.5248
320 | COM | BAO | BILLINGS AREA OFFICE | 175877.16 |  | -56192.7526 |  | 119684.4074
321 | COM | BDO | BISMARCK DIS. OFFICE | 44788.58 |  | -14309.9513 |  | 30478.6287
322 | COM | BSR | BISMARCK REPEATER | 426667 | 0 | -136320.1065 |  | 290346.8935
323 | COM | BIR | BISON REPEATER | 232617.76 | 0 | -74321.3743 |  | 158296.3857
324 | COM | BON | BOLE NORTH REPEATER | 149227.87 | 0 | -47678.3045 |  | 101549.5655
325 | COM | BRI | BRINSMADE | 279565.82 | 0 | -89321.2795 |  | 190244.5405
326 | COM | BSL | BRISTOL | 19704.27 | 0 | -6295.5143 |  | 13408.7557
327 | COM | BRV | BRUNSVILLE REPEATER | 92595.35 | 0 | -29584.2143 |  | 63011.1357
328 | COM | BFF | BUFFALO | 107342.37 | 0 | -34295.8872 |  | 73046.4828
329 | COM | CAH | CAHOON | 280480.28 | 0 | -89613.4495 |  | 190866.8305
330 | COM | CAZ | CARRINGTON REPEATER | 703660.5 | 0 | -224819.5297 |  | 478840.9703
331 | COM | CHK | CHARTER OAK REPEATER | 37033.77 | 0 | -11832.2895 |  | 25201.4805
332 | COM | CHI F | CHINOOK (BEFP) | 284048.28 | 0 | -90753.4255 |  | 193294.8545
333 | COM | CHR | CHINOOK REPEATER | 17796.69 | 0 | -5686.0425 |  | 12110.6475
334 | COM | CKR | CLARK MW REPEATER | 771076.39 | 0 | -246358.9066 |  | 524717.4834
335 | COM | CLV | CLEVELAND REPEATER, N.D. | 66872.3 | 0 | -21365.6999 |  | 45506.6001
336 | COM | CMR | COLEMAN REPEATER | 105280.95 | 0 | -33637.2635 |  | 71643.6865
337 | COM | CME | COLOME REPEATER | 301355.36 | 0 | -96283.0375 |  | 205072.3225
338 | COM | CBR | CONRAD BUTTE REPEATER | 809166.16 | 0 | -258528.5881 |  | 550637.5719
339 | COM | CNN | COTTON | 1399.06 | 0 | -446.9997 |  | 952.0603
340 | COM | CSR | CRESTON REPEATER | 64774.77 | 0 | -20695.539 |  | 44079.231
341 | COM | CLR | CROW LAKE REPEATER | 251028.92 | 0 | -80203.7399 |  | 170825.1801
342 | COM | CBT | CROWN BUTTE | 52564.95 | 0 | -16794.5015 |  | 35770.4485
343 | COM | CRR | CULBERTSON RADIO RELAY SITE | 1926 | 0 | -615.357 |  | 1310.643
344 | COM | CQR | CULBERTSON REPEATER | 31101.66 | 0 | -9936.9804 |  | 21164.6796
345 | COM | CUL | CUSTER LOOKOUT | 208940.58 | 0 | -66756.5153 |  | 142184.0647
346 | COM | DAL | DALTON (WES) | 63659.87 | 0 | -20339.3285 |  | 43320.5415
347 | COM | DLC | DEVILS LAKE FIBER REGEN | 347319.87 | 0 | -110968.6985 |  | 236351.1715
348 | COM | DLZ | DEVILS LAKE REPEATER | 658544.05 | 0 | -210404.824 |  | 448139.226
349 | COM | DOD | DODSON REPEATER | 874143.85 | 0 | -279288.9601 |  | 594854.8899
350 | COM | DO | DOGDEN BUTTE | 399031.96 | 0 | -127490.7112 |  | 271541.2488
351 | COM | DRS | DRISCOLL | 79113.22 | 0 | -25276.6738 |  | 53836.5462
352 | COM | DU | DUPREE REPEATER | 1821.43 | 0 | -581.9469 |  | 1239.4831
353 | COM | DUT | DUTTON REPEATER (BEFP) | 147652.66 | 0 | -47175.0249 |  | 100477.6351
354 | COM | ERB | EAST RAINY BUTTE | 209856.93 | 0 | -67049.2891 |  | 142807.6409
355 | COM | ECK | ECKELSON | 240323.88 | 0 | -76783.4797 |  | 163540.4003
356 | COM | EKR | ELKTON | 211379.48 | 0 | -67535.7439 |  | 143843.7361
357 | COM | ELZ | ELLENDALE REPEATER | 814134.54 | 0 | -260115.9855 |  | 554018.5545
358 | COM | EWA | ELLSWORTH AIR BASE | 219051.56 | 0 | -69986.9734 |  | 149064.5866
359 | COM | ERH | ERHARD | 99569.22 | 0 | -31812.3658 |  | 67756.8542
360 | COM | EX | EXIRA REPEATER | 2527 | 0 | -807.3765 |  | 1719.6235
361 | COM | FB | F. L. BLAIR | 101254.41 | 0 | -32350.784 |  | 68903.626
362 | COM | FAP | FAIRPOINT REPEATER | 206549.66 | 0 | -65992.6164 |  | 140557.0436
363 | COM | FNR | FALLON REPEATER | 211742.81 | 0 | -67651.8278 |  | 144090.9822
364 | COM | FAC | FARGO MICROWAVE | 128931.33 |  | -41193.5599 |  | 87737.7701
365 | COM | FCS | FERGUS FALLS COMMUNICATIONS SITE | 542230.71 | 0 | -173242.7118 |  | 368987.9982
366 | COM | FLW | FLOWING WELLS | 68763.06 | 0 | -21969.7977 |  | 46793.2623
367 | COM | FBS | FORBES COMMUNICATION SITE | 70574.9 | 0 | -22548.6806 |  | 48026.2194
368 | COM | FTH | FORSYTH | 227269.47 | 0 | -72612.5957 |  | 154656.8743
369 | COM | FP1 | FORT PECK RELAY (WES) | 97511.52 | 0 | -31154.9306 |  | 66356.5894
370 | COM | FPC | FORT PECK COMMUNICATIONS BUILDING | 423028.52 | 0 | -135157.6121 |  | 287870.9079
371 | COM | FPR | FORT PECK REPEATER | 105589.24 | 0 | -33735.7622 |  | 71853.4778
372 | COM | FPI | FORT PIERRE POLE YARD | 785698.39 |  | -251030.6356 |  | 534667.7544
373 | COM | FTR | FORT THOMPSON REPEATER | 99222.88 | 0 | -31701.7102 |  | 67521.1698
374 | COM | FTP | FORT THOMPSON REPEATER (EAST RIVER) | 301613.97 | 0 | -96365.6634 |  | 205248.3066
375 | COM | FCR | FOX CREEK MICROWAVE | 423094 | 0 | -135178.533 |  | 287915.467
376 | COM | FRY | FRYBURG SUB & MICROWAVE | 61203.72 | 0 | -19554.5885 |  | 41649.1315
377 | COM | GA | GARRISON | 331415.39 | 0 | -105887.2171 |  | 225528.1729
378 | COM | GAD | GARRISON DAM | 26390.46 |  | -8431.752 |  | 17958.708
379 | COM | GRR | GARY REPEATER | 80798.66 | 0 | -25815.1719 |  | 54983.4881
380 | COM | GP | GAVIN'S POINT | 148752.31 | 0 | -47526.363 |  | 101225.947
381 | COM | GPR | GAVINS POINT REPEATER | 325519.83 | 0 | -104003.5857 |  | 221516.2443
382 | COM | GET | GETTYSBURG REPEATER | 378095.18 | 0 | -120801.41 |  | 257293.77
383 | COM | GH | GLENHAM COMM SITE | 391617.94 | 0 | -125121.9318 |  | 266496.0082
384 | COM | GKM | GRAND FORKS MINNKOTA (MPC) | 23846.98 | 0 | -7619.1101 |  | 16227.8699
385 | COM | GWN | GWINNER COMMUNICATIONS SITE | 736184.44 |  | -235210.9286 |  | 500973.5114
386 | COM | HSB | HAILSTONE BUTTE | 189434.13 | 0 | -60524.2045 |  | 128909.9255
387 | COM | HOY | HALLOWAY REPEATER | 109706.08 | 0 | -35051.0926 |  | 74654.9874
388 | COM | HRT | HARLEM REPEATER | 882588.11 | 0 | -281986.9011 |  | 600601.2089
389 | COM | HTH | HATHAWAY | 174404.48 | 0 | -55722.2314 |  | 118682.2486
390 | COM | HMW | HERMOSA MICROWAVE | 302700.91 | 0 | -96712.9407 |  | 205987.9693
391 | COM | HMR | HIGHMORE REPEATER | 157601.32 | 0 | -50353.6217 |  | 107247.6983
392 | COM | HIW | HIGHWOOD | 22896.21 | 0 | -7315.3391 |  | 15580.8709
393 | COM | HI | HINSDALE | 201837.42 | 0 | -64487.0557 |  | 137350.3643
394 | COM | HIR | HINSDALE REPEATER | 85067.66 | 0 | -27179.1174 |  | 57888.5426
395 | COM | HOE | HOPEWELL REPEATER | 189110.58 | 0 | -60420.8303 |  | 128689.7497
396 | COM | HNT | HUNTER MICROWAVE | 229259.28 | 0 | -73248.34 |  | 156010.94
397 | COM | HUD | HURON DISTRICT OFFICE | 800963.96 | 0 | -255907.9852 |  | 545055.9748
398 | COM | HYS | HYSHAM | 238655.42 | 0 | -76250.4067 |  | 162405.0133
399 | COM | JTR | JAMESTOWN REPEATER | 46981.39 | 0 | -15010.5541 |  | 31970.8359
400 | COM | JCK | JONES CREEK | 267394.72 | 0 | -85432.613 |  | 181962.107
401 | COM | KCK | KELLY CREEK | 371811.86 | 0 | -118793.8893 |  | 253017.9707
402 | COM | KDZ | KILLDEER REPEATER | 543499.84 | 0 | -173648.1989 |  | 369851.6411
403 | COM | KNE | KNEE HILL MW | 896566.47 | 0 | -286452.9872 |  | 610113.4828
404 | COM | LAC | LAC QUI PARLE | 759357.31 | 0 | -242614.6605 |  | 516742.6495
405 | COM | LKR | LAKE ANDES REPEATER | 735971.03 | 0 | -235142.7441 |  | 500828.2859
406 | COM | LEF | LEFOR | 210945.2 | 0 | -67396.9914 |  | 143548.2086
407 | COM | LI | LINDSAY RIDGE | 64370.11 | 0 | -20566.2501 |  | 43803.8599
408 | COM | LCS | LINTON COMMUNICATIONS SITE | 317735.57 |  | -101516.5146 |  | 216219.0554
409 | COM | LMO | LITTLE MISSOURI SUBSTATION | 54516.4 | 0 | -17417.9898 |  | 37098.4102
410 | COM | MRP | MALTA REPEATER | 794469.24 | 0 | -253832.9222 |  | 540636.3178
411 | COM | MNM | MANDAN MICROWAVE SITE | 69987.59 | 0 | -22361.035 |  | 47626.555
412 | COM | MPR | MAPLE RIVER | 172792.24 | 0 | -55207.1207 |  | 117585.1193
413 | COM | MRR | MARTIN REPEATER | 308681.61 | 0 | -98623.7744 |  | 210057.8356
414 | COM | MAV | MAYVILLE | 215449.53 | 0 | -68836.1248 |  | 146613.4052
415 | COM | MLR | MIDLAND REPEATER | 550238.37 | 0 | -175801.1592 |  | 374437.2108
416 | COM | MOX | MOE REPEATER | 15011.61 | 0 | -4796.2094 |  | 10215.4006
417 | COM | MH | MOORHEAD | 125057.06 | 0 | -39955.7307 |  | 85101.3293
418 | COM | MSR | MORRIS REPEATER & MICROWAVE | 161994.27 | 0 | -51757.1693 |  | 110237.1007
419 | COM | NWC | NEWCASTLE REPEATER | 216330.02 | 0 | -69117.4414 |  | 147212.5786
420 | COM | OA | OAHE | 669568.66 | 0 | -213927.1869 |  | 455641.4731
421 | COM | OK | O'KREEK REPEATER | 395868.44 | 0 | -126479.9666 |  | 269388.4734
422 | COM | OR | ORCHARD REPEATER | 587441.64 | 0 | -187687.604 |  | 399754.036
423 | COM | OTO | OTO MICROWAVE | 16445.21 | 0 | -5254.2446 |  | 11190.9654
424 | COM | OTW | OTTUMWA ROAD REPEATER SITE | 7684.53 | 0 | -2455.2073 |  | 5229.3227
425 | COM | PGE | PAGE N.D. | 1646 | 0 | -525.897 |  | 1120.103
426 | COM | PAH | PAHOJA SUB | 126804.56 | 0 | -40514.0569 |  | 86290.5031
427 | COM | PEK | PEAK | 92751.41 | 0 | -29634.0755 |  | 63117.3345
428 | COM | PLJ | PHILIP JCT. REPEATER | 421394.34 | 0 | -134635.4916 |  | 286758.8484
429 | COM | PKT | PICKERT MINNKOTA (MPC) | 17849.39 | 0 | -5702.8801 |  | 12146.5099
430 | COM | PIR | PINE RIDGE | 315256.13 | 0 | -100724.3335 |  | 214531.7965
431 | COM | PO | POPLAR (MDU) | 433502.44 | 0 | -138504.0296 |  | 294998.4104
432 | COM | PRR | PRIMGHAR REPEATER | 37177.79 | 0 | -11878.3039 |  | 25299.4861
433 | COM | PUR | PUKWANNA REPEATER | 4771.89 | 0 | -1524.6189 |  | 3247.2711
434 | COM | RCR | RAPID CITY REPEATER | 419354.7 | 0 | -133983.8267 |  | 285370.8734
435 | COM | RE | RICHARDSON COULEE | 161748.41 | 0 | -51678.617 |  | 110069.793
436 | COM | RER | RICHARDSON COULEE REPEATER | 166315.1 | 0 | -53137.6744 |  | 113177.4255
437 | COM | RHM | RICHLAND MW REPEATER (BEPS) | 235572.83 | 0 | -75265.5192 |  | 160307.3108
438 | COM | RRR | ROCKY RIDGE REPEATER | 201973.19 | 0 | -64530.4342 |  | 137442.7558
439 | COM | ROG | ROLLAG | 83269.6 | 0 | -26604.6372 |  | 56664.9628
440 | COM | RGZ | RUGBY REPEATER | 822052.72 | 0 | -262645.844 |  | 559406.876
441 | COM | RI | RUTLAND | 1122798.52 | 0 | -358734.1271 |  | 764064.3929
442 | COM | RP | ROUNDUP | 11533.35 |  | -3684.9053 |  | 7848.4447
443 | COM | SAO | SACO | 1237 | 0 | -395.2215 |  | 841.7785
444 | COM | SNB | SENTINEL BUTTE | 92147.92 | 0 | -29441.2604 |  | 62706.6596
445 | COM | SRE | SHEEP COULEE REPEATER | 861855.63 | 0 | -275362.8738 |  | 586492.7562
446 | COM | SCQ | SIOUX CITY REPEATER | 443199.49 | 0 | -141602.2371 |  | 301597.2529
447 | COM | SFR | SIOUX FALLS REPEATER | 329859.56 | 0 | -105390.1294 |  | 224469.4306
448 | COM | SI | SIOUX PASS | 1366 | 0 | -436.437 |  | 929.563
449 | COM | SNA | SNAKE BUTTE REPEATER | 541759.02 | 0 | -173092.0069 |  | 368667.0131
450 | COM | SPN | SPALDING REPEATER | 534310.96 | 0 | -170712.3517 |  | 363598.6083
451 | COM | SM | SPIRIT MOUND | 295982.49 | 0 | -94566.4056 |  | 201416.0844
452 | COM | STR | STRASBERG | 1853 | 0 | -592.0335 |  | 1260.9665
453 | COM | SMR | SUMMIT REPEATER | 50053.17 | 0 | -15991.9878 |  | 34061.1822
454 | COM | TCS | TAPPEN COMMUNICATION SITE | 510520.4 | 0 | -163111.2678 |  | 347409.1322
455 | COM | TA | TAPPEN REPEATER | 461151.23 | 0 | -147337.818 |  | 313813.412
456 | COM | TEN | TENNANT COMMUNICATIONS SITE | 8781.54 | 0 | -2805.702 |  | 5975.838
457 | COM | TOR | TORONTO REPEATER | 106095.81 | 0 | -33897.6113 |  | 72198.1987
458 | COM | TFR | TRIPP REPEATER | 216887.19 | 0 | -69295.4572 |  | 147591.7328
459 | COM | TU | TURKEY RIDGE REPEATER | 628989.95 | 0 | -200962.289 |  | 428027.661
460 | COM | TYE | TYLER REPEATER | 1168080.62 | 0 | -373201.7581 |  | 794878.8619
461 | COM | VIC | VICTOR (EREC) | 228059.18 | 0 | -72864.908 |  | 155194.272
462 | COM | VIA | VIDA | 102030.91 | 0 | -32598.8757 |  | 69432.0343
463 | COM | WLR | WALL REPEATER | 579363.11 | 0 | -185106.5136 |  | 394256.5964
464 | COM | WTR | WATERTOWN REPEATER | 729388.88 | 0 | -233039.7472 |  | 496349.1328
465 | COM | WS | WAYSIDE | 37022.99 | 0 | -11828.8453 |  | 25194.1447
466 | COM | WSR | WESSINGTON SPGS. REPEATER | 703268.17 | 0 | -224694.1803 |  | 478573.9897
467 | COM | WEF | WESTFIELD | 25197.93 | 0 | -8050.7386 |  | 17147.1914
468 | COM | WSW | WHITE SWAN | 91987.25 | 0 | -29389.9264 |  | 62597.3236
469 | COM | WK | WHITLOCK | 21499.883 |  | -6869.2126 |  | 14630.6704
470 | COM | WK C | WHITLOCK (BCPS) | 117921.59 | 0 | -37675.948 |  | 80245.642
471 | COM | WRP | WILLISTON REPEATER | 36499.44 |  | -11661.5711 |  | 24837.8689
472 | COM | WOB | WOLBACH REPEATER | 28279.89 | 0 | -9035.4249 |  | 19244.4651
473 | COM | YT P | YELLOWTAIL SWITCHYARD (BEPS) | 318584.67 | 0 | -101787.8021 |  | 216796.8679
474 | COM Total |  | COMMUNICATION FACILITIES | 44616414.813 | 0 | -14254944.5328 |  | 30361470.2802
475 | MCCS | MC4 | MILES CITY CONVERTER STATION - BEPS | 19890751.77 | 0 | 0 |  | 19890751.77
476 | MCCS | MC4 | MILES CITY CONVERTER STATION - BEFP | 3771806.64 | 0 | 0 |  | 3771806.64
477 | MCCS Total |  | MILES CITY CONVERTER STATION | 23662558.41 | 0 | 0 |  | 23662558.41
478 | DIST | BFTBP | BUFORD TRENTON TAP - BUFORD TRENTON P.P. | 650000.85 | -650000.85 | 0 |  | 0
479 | DIST | BP | BUFORD TRENTON PUMP SUB | 184827.19 | -184827.19 | 0 |  | 0
480 | DIST | FN | FALLON PUMPING PLANT SUB | 223594.2 | -223594.2 | 0 |  | 0
481 | DIST | FE | FALLON RELIFT PUMPING PLANT | 171256.71 | -171256.71 | 0 |  | 0
482 | DIST | FN GG | FALLON-GLENDIVE PUMP #4 | 25505.6 | -25505.6 | 0 |  | 0
483 | DIST | FP WP | FORT PECK-WOLF POINT | 545880.28 | -391368.42 | 0 |  | 154511.86
484 | DIST | FG | FRAZER PUMP SUB | 253597.44 | -253597.44 | 0 |  | 0
485 | DIST | GA SK | GARRISON-SNAKE CREEK | 1079091.51 | -1079091.51 | 0 |  | 0
486 | DIST | GG | GLENDIVE P.P. #1 SUB | 425706.26 | -425706.26 | 0 |  | 0
487 | DIST | IN | INTAKE SUBSTATION | 108040.31 | -108040.31 | 0 |  | 0
488 | DIST | IN INP | INTAKE-INTAKE PUMP | 6494 | -6494 | 0 |  | 0
489 | DIST | SV | SAVAGE PUMPING PLANT SUB | 102282.9 | -102282.9 | 0 |  | 0
490 | DIST | SY | SHIRLEY PUMP SUBSTATION | 1237730.09 | -1237730.09 | 0 |  | 0
491 | DIST | SK | SNAKE CREEK PUMP SUBSTATION | 920941.25 | -920941.25 | 0 |  | 0
492 | DIST | TE | TERRY PUMPING PLANT SWITCH | 474403.84 | -474403.84 | 0 |  | 0
493 | DIST | TI | TIBER DAM SUBSTATION | 681601.56 | -681602 | 0 |  | -0.44
494 | DIST | VA | WIOTA SUBSTATION | 216162.68 | -216162.68 | 0 |  | 0
495 | DIST Total |  | DISTRIBUTION FACILITIES | 7307116.67 | -7152605.25 | 0 |  | 154511.42
496 | RMR | NU SG J | NEW UNDERWOOD-STEGALL | 287835.39 | 0 | 0 |  | 287835.39
497 | RMR | SG | STEGALL SUBSTATION | 12414412.95 | -12111804 | 0 |  | 302608.95
498 | RMR | SG | STEGALL SUBSTATION | 220814.25 | -220814.25 |  |  | 0
499 | RMR | SG WS | STEGALL-WAYSIDE | 2978205.36 | 0 | 0 |  | 2978205.36
500 | RMR | WS | WAYSIDE | 237295.95 |  |  |  | 237295.95
501 | RMR | YT PY | YELLOWTAIL SWITCHYARD-YELLOWTAIL (PPL) | 121494.9 | -91121.175 |  |  | 30373.725
502 | RMR | PY | YELLOWTAIL (PPL) | 692334.71 | -519251.0325 |  |  | 173083.6775
503 | RMR | YT P | YELLOWTAIL SWITCHYARD | 13290835.72 | -9968126.79 |  |  | 3322708.93
504 | RMR | YT | YELLOWTAIL SWITCHYARD (YT) | 33085 | -24813.75 |  |  | 8271.25
505 | RMR Total |  | ROCKY MOUNTAIN REGION FACILITIES | 30276314.23 | -22935930.9975 | 0 | 0 | 7340383.2325
506 | COE |  | BIG BEND | 2370872.8 | -1772523.45 |  |  | 598349.35
507 | COE |  | FORT PECK | 16421522.92 | -11212794.44 |  |  | 5208728.48
508 | COE |  | FORT RANDALL | 25829317.16 | -6265801.99 |  |  | 19563515.17
509 | COE |  | GARRISON | 55665574.35 | -14103135.46 |  |  | 41562438.89
510 | COE |  | GAVINS POINT | 9392149.04 | -7097566.89 |  |  | 2294582.15
511 | COE |  | OAHE | 21797121.57 | -1824650.92 |  |  | 19972470.65
512 | COE Total |  | CORPS OF ENGINEERS FACILITIES | 131476557.84 | -42276473.15 | 0 |  | 89200084.69
513 | Grand Total |  | TOTAL FACILITIES | 1709775362.263 | -120162168.9175 | -14401499.9228 | -9976713.6701 | 1565234979.7527
514 |  |  | SUBTOTAL WESTERN-UGP ONLY | 1548022490.193 | -54949764.77 | 14401499.9228 | 9976713.6701 | 1468694511.8302
515 | -1: 1/ Plant balance does not include customer liability for network upgrades. Investment is only brought into plant balance as WAPA incurs expense (e.g. if transmission credits are provided to customer)
516 | -1: 2/ Plant balance does not include facilities included in Zonal and Regional Worksheet, WS7-BPUFac
517 | -3: DISTRIBUTION FACILITIES; -5: 97226237.92; -8: 1561463246.2202

## WS9-AI-Incl
WAPA-UGP 2022 Rate True-up Calculation (Rev 1) |  |  | (Back to Worksheet Links)
Worksheet 9 - WAPA-UGP Facilities Included per SPP Tariff Attachment AI*
12 Months Ending 09/30/2022 True-up
| (1) | (2) | (3) | (4) | (5) | (6) | (7) | (8) | (9) | (10) | (11)
Attachment AI Criteria
Line No. | FID | Facility | Specific Plant Included | 1 | 1(b) | 2 | 3 | 4 | 5 | 6 | Further Description
Substations
1 | APD | Appeldorn | 230-kV breakers 482, 586, 682 and assoc. switches and switch 487 | bar: Attachment AI Criteria 1
2 |  |  | station service KW4A, KW30A and switches | bar: Attachment AI Criteria 1
3 | AR | Armour | 115-kV switches 16x, 26x, 76x | bar: Attachment AI Criteria 1
4 |  |  | 12.47-kV switches 172x, KW1A | [7 empty] | maintenance building SS | bar: Attachment AI Criteria 1
5 |  |  | station service KZ1A, KX2A and switches | bar: Attachment AI Criteria 1
6 |  |  | 115/69 kV transformer KY1A | [7 empty] | Three East River members are served through KY1A (Charles Mix, Douglas and Southeastern) | bar: Attachment AI Criteria 1(b)
7 |  |  | 69 kV breaker 1052 and assoc switches | [7 empty] | Two East River members are served through 1052 (Douglas and Southeastern) | bar: Attachment AI Criteria 1(b)
8 | AHT | Ash Tap | 115-kV switches 1161, 1261, 1361 | bar: Attachment AI Criteria 1
9 | AUR | Aurora | 115-kV breakers 266, 464, 562, 662 and assoc. switches | bar: Attachment AI Criteria 1
10 |  |  | capacitor PY4A | bar: Attachment AI Criteria 1
11 |  |  | station service KY2A and KW2A | bar: Attachment AI Criteria 1
12 | BN | Belden (NPPD) | 115-kV breaker 1106 and assoc. switches | bar: Attachment AI Criteria 1
13 | BEF | Belfield | 230-kV breakers 1282, 1382, 1582 and assoc. switches | bar: Attachment AI Criteria 1
14 |  |  | 345/230-kV transformer KU1A | bar: Attachment AI Criteria 1
15 |  |  | 345-kV breakers 292, 396, 492 and assoc. switches | bar: Attachment AI Criteria 1
16 |  |  | station service KW1B and assoc. switches | bar: Attachment AI Criteria 1
17 |  |  | reactor KW2A, 13.8 breaker 3224 and assoc. switches | bar: Attachment AI Criteria 1
18 | BEF | Beresford | 115-kV breakers 262, 362, 462, 566, 764, 864 and assoc. switches | bar: Attachment AI Criteria 1
19 |  |  | capacitors PY7A, PY8A | bar: Attachment AI Criteria 1
20 |  |  | station service KZ1A and switch 1451 | bar: Attachment AI Criteria 1
21 |  |  | 115/69kV transformer KY1A | [7 empty] | Two East River members are served through KY1A (Clay-Union and Southeastern) | bar: Attachment AI Criteria 1(b)
22 |  |  | 69kV breaker 1652 and assoc. switches | [7 empty] | Two East River members are served through 1652 (Clay-Union and Southeastern) | bar: Attachment AI Criteria 1(b)
23 | BB | Bisbee | 69-kV switches 247, 347 | bar: Attachment AI Criteria 1
24 | BS | Bismarck | 230-kV breakers 182, 282, 382, 482, 582, 682, 782, 882, 986, 9182, 9282 and assoc. switches | bar: Attachment AI Criteria 1
25 |  |  | 230/115-kV transformers KV3A, KV8A | bar: Attachment AI Criteria 1
26 |  |  | 115-kV breakers 3062, 3162, 3362, 3562 and assoc. switches | bar: Attachment AI Criteria 1
27 |  |  | station service KW4A, KW4E, KW4F and assoc. switches | bar: Attachment AI Criteria 1
28 |  |  | 12.47-kV breaker 1422, switches 142x, 152x, 1221, 1829 | [7 empty] | maintenance buildings ss | bar: Attachment AI Criteria 1
29 | BOL | Bole | 230-kV switches 182, 282, 481, 482 | bar: Attachment AI Criteria 1
30 |  |  | station service KW21A, switch 2123 | bar: Attachment AI Criteria 1
31 |  |  | 230/69-kV transformer KV1A | bar: Attachment AI Criteria 1
32 |  |  | 69-kV switches 1351, 1355 | bar: Attachment AI Criteria 1
33 |  |  | 69-kV breaker 1152 and assoc. switches | [7 empty] | Sun River Electric Cooperative and NorthWestern MT | bar: Attachment AI Criteria 1(b)
34 | BO | Bonesteel | 115-kV breakers 664, 764 and assoc. switches | bar: Attachment AI Criteria 1
35 |  |  | capacitors PY6A, PY7A | bar: Attachment AI Criteria 1
36 |  |  | 115-kV switches 46x, 26x | bar: Attachment AI Criteria 1
37 |  |  | station service KW1A, switch 1521 | bar: Attachment AI Criteria 1
38 | BR | Brookings | 115-kV breakers 952, 1162, 1266, 1462, 1466, 1562,1662,1666, 1762, 1766 and assoc. switches | bar: Attachment AI Criteria 1
39 |  |  | capacitors PY21A and PY20A, breakers 2164, 2064 | bar: Attachment AI Criteria 1
40 |  |  | station service KW1A, KW21A and assoc. switches | bar: Attachment AI Criteria 1
41 |  |  | 115/69kV transformer KY1A | [7 empty] | One East River member and two municipal customers served through KY1A (Sioux Valley Energy, City of White, and City of Volga) | bar: Attachment AI Criteria 1(b)
42 |  |  | 69 kV breaker 1052 and assoc. switches | [7 empty] | One East River member and two municipal customers served through 1052 (Sioux Valley Energy, City of White, and City of Volga) | bar: Attachment AI Criteria 1(b)
43 | CBC | Campbell County | 230-kV breakers 182, 282, 382 and assoc. switches | bar: Attachment AI Criteria 1
44 | CD | Cando Tap | 69-kV switches 1751, 1753 | bar: Attachment AI Criteria 1
45 | CF | Canyon Ferry | 100-kV breakers 162, 262, 266, 362, 366 and assoc. switches | bar: Attachment AI Criteria 1
46 | CRP | Carpenter | 230-kV breakers 182, 382, 486 and assoc. switches | [7 empty] | Two East River members (Coddington Clark and Kingsbury) | bar: Attachment AI Criteria 1 to Attachment AI Criteria 1(b)
47 |  |  | station service KW1A, KW3A and assoc. switches | bar: Attachment AI Criteria 1
48 | CA | Carrington | 115-kV breakers 262, 362 and assoc. switches, switch 161 | bar: Attachment AI Criteria 1
49 |  |  | capacitor PX3A | bar: Attachment AI Criteria 1
50 |  |  | station service KW9A and assoc. switches | bar: Attachment AI Criteria 1
51 | CCR | Charlie Creek | 345-kV breakers 4096, 4192 and assoc switches | bar: Attachment AI Criteria 1
52 | CR | Circle | 115-kV breakers 1462, 1562, 1666, 1764, 1864 and assoc. switches | bar: Attachment AI Criteria 1
53 |  |  | capacitors PY17A, PY18A | bar: Attachment AI Criteria 1
54 |  |  | reactor KY17A | bar: Attachment AI Criteria 1
55 |  |  | station service KX9A, switches 94x | bar: Attachment AI Criteria 1
56 | CON | Conrad | 230-kV breakers 182, 382, 482 and assoc. switches | bar: Attachment AI Criteria 1
57 |  |  | 230/115-kV transformer KV1A | bar: Attachment AI Criteria 1
58 |  |  | reactor KW31A, breaker 3124, switch 3123 | bar: Attachment AI Criteria 1
59 |  |  | 115-kV breaker 1162, 1362, 1452, and assoc. switches / switches 1263, 1265 | bar: Attachment AI Criteria 1
60 |  |  | station service KW30A, switch 3023 | bar: Attachment AI Criteria 1
61 | CS | Creston | 161 kV breakers 162, 262, 362, 466, 562, 662, 762, 964, 8161, 8262 and assoc. switches | bar: Attachment AI Criteria 1
62 |  |  | 161/69-kV transformer KY3A | bar: Attachment AI Criteria 1
63 |  |  | capacitors PZ21A and PY9A | bar: Attachment AI Criteria 1
64 |  |  | 69-kV breakers 2252, 2352, 2456 and assoc. switches | bar: Attachment AI Criteria 1
65 |  |  | station service KW3A, KW6A, Breakers 323, 623 and assoc. switches | bar: Attachment AI Criteria 1
66 | CRO | Crossover | 230-kV breakers 582, 586, 786, 882 and assoc. switches | [7 empty] | to NWMT | bar: Attachment AI Criteria 2
67 |  |  | 230-kV switches 981, 983, 985, 987, 989, 990 | bar: Attachment AI Criteria 1
68 |  |  | phase shifter KV8A | bar: Attachment AI Criteria 1
69 | CQE | Culbertson East | 115-kV switches 16x, 26x, 36x | [7 empty] | two customers (Oreg Generation and Basin Generation) | bar: Attachment AI Criteria 1 to Attachment AI Criteria 1(b)
70 | CU | Custer | 230-kV breakers 182, 382, 482 and assoc. switches | bar: Attachment AI Criteria 1
71 |  |  | station service KW2A and assoc. switches | bar: Attachment AI Criteria 1
72 |  |  | reactor KW1B and assoc. switches | bar: Attachment AI Criteria 1
73 |  |  | 230/69/12.47-kV transformer KV1A | bar: Attachment AI Criteria 1
74 |  |  | reactor KZ2A, 69-kV breaker 2152 and assoc. switches | bar: Attachment AI Criteria 1
75 | DC | Dawson County | 115-kV breakers 162, 262, 362, 462, 662, 762, 862 and assoc. switches | bar: Attachment AI Criteria 1
76 |  |  | 230-kV breakers 2282, 2382, 2482, 2582, 2682 and assoc switches | bar: Attachment AI Criteria 1
77 |  |  | 230/115-kV transformer KU5A | bar: Attachment AI Criteria 1
78 |  |  | capacitors PY7A, PY8A | bar: Attachment AI Criteria 1
79 |  |  | reactor KY8A | bar: Attachment AI Criteria 1
80 |  |  | station service KZ2B, KW2B and assoc. switches | bar: Attachment AI Criteria 1
81 |  |  | reactors KZ1A, KZ2A, KZ3A, breakers 3122, 3222, 3322 and assoc. switches | bar: Attachment AI Criteria 1
82 | DN | Denison | 161-kV breakers 1362, 1566, 1662 and assoc. switches / switches 1461, 1465 | bar: Attachment AI Criteria 1
83 |  |  | 230-kV breakers 186, 282, 382, 386 and assoc. switches | bar: Attachment AI Criteria 1
84 |  |  | 230/161-kV transformer KV1A | bar: Attachment AI Criteria 1
85 |  |  | reactor KW30A and assoc. switches | bar: Attachment AI Criteria 1
86 |  |  | 230/69-kV transformers KV2A and KV3A | bar: Attachment AI Criteria 1
87 |  |  | 69-kV breakers 2156, 2254, 2352, 2452, 2552, 2652, 2754, 2952, 5152 and assoc. switches | bar: Attachment AI Criteria 1
88 |  |  | capacitors PZ27A, PZ22A | bar: Attachment AI Criteria 1
89 |  |  | reactors KZ27A, KZ22A | bar: Attachment AI Criteria 1
90 |  |  | station service KW30B, KW20C and assoc. switches | bar: Attachment AI Criteria 1
91 | DL | Devils Lake | 115-kV breakers 1162, 1266, 1362, 1462, 1564, 1664, 1762, 1882 and assoc. switches | bar: Attachment AI Criteria 1
92 |  |  | 50 percent of 115/41.8-kV transformer KY14A | [7 empty] | capacitors and maintenance building | bar: Attachment AI Criteria 1
93 |  |  | 41.8-kV breaker 244 and assoc. switches | bar: Attachment AI Criteria 1
94 |  |  | capacitors PY15A, PY16A, PX2A and assoc. switches | bar: Attachment AI Criteria 1
95 |  |  | station service KX3A and KW4A and assoc. switches | bar: Attachment AI Criteria 1
96 |  |  | transformers KX3B, KW4B and assoc. switches | [7 empty] | warehouse and maintenance buildings | bar: Attachment AI Criteria 1
97 | EB | Eagle Butte | 115-kV breakers 162, 362 and assoc. switches / switch 763 | bar: Attachment AI Criteria 1
98 |  |  | Station Service KW1A | bar: Attachment AI Criteria 1
99 | ED | Edgeley | 115-kV breakers 462, 562, 662, 762 and assoc. switches | bar: Attachment AI Criteria 1
100 |  |  | 115/69-kV transformer KY6A | bar: Attachment AI Criteria 1
101 |  |  | 69-kV breaker 1352 and assoc. switches | bar: Attachment AI Criteria 1
102 |  |  | capacitor KW31A, breaker 3124 and assoc. switches | bar: Attachment AI Criteria 1
103 | ELC | Elk Creek | 115-kV breakers 1162, 1262, 1462 and assoc switches | bar: Attachment AI Criteria 1
104 |  |  | station service KY22A, switches 2261, 2221 | bar: Attachment AI Criteria 1
105 | ELI | Elliot | 115-kV breakers 262, 362, 462 and assoc switches | bar: Attachment AI Criteria 1
106 | END | Enderlin Tap | 115-kV switches 176x, 196x | bar: Attachment AI Criteria 1
107 | EXI | Exira | 161-kV breakers 162, 166, 262, 362, 366, 462, 562, 662 and assoc. switches | bar: Attachment AI Criteria 1
108 |  |  | station service KHA | bar: Attachment AI Criteria 1
109 | FVW | Fairview West | 115-kV breakers 162, 262, 362, 462 and assoc. switches | bar: Attachment AI Criteria 1
110 |  |  | transformer KY20A for station service, switches 2011, 2061 | bar: Attachment AI Criteria 1
111 | FH | Faith | 115-kV switches 16x and 26x | bar: Attachment AI Criteria 1
112 | FA | Fargo | 230-kV breakers 182, 282, 382, 582, 682, 782, 882, 9182 and assoc. switches | bar: Attachment AI Criteria 1
113 |  |  | 115-kV breakers 1162, 1262, 1362, 1462, 1662, 1862, 1962, 2362, 2462, 2764, 2864, 2964 and asscoc switches | bar: Attachment AI Criteria 1
114 |  |  | 115-kV switch 5461 | bar: Attachment AI Criteria 1
115 |  |  | capacitors PY14A, PY14B, PY14C | bar: Attachment AI Criteria 1
116 |  |  | 230/115-kV transformers KV1A, KV2A | bar: Attachment AI Criteria 1
117 |  |  | 115/69-kV transformers KY3A and KY3B | [7 empty] | to Minnkota | bar: Attachment AI Criteria 2
118 |  |  | 69-kV breakers 3552, 3652 and assoc switches | [7 empty] | to Minnkota | bar: Attachment AI Criteria 2
119 |  |  | 69-kV switches 315x, 335x, 345x | [7 empty] | to Minnkota | bar: Attachment AI Criteria 2
120 |  |  | station service KY4A, KSB, KSA, switches 5447, 552x | bar: Attachment AI Criteria 1
121 |  |  | 13.2-kV breakers 4122, 4322, 4622, 4722, 4822 and assoc. switches | bar: Attachment AI Criteria 1
122 |  |  | reactors KW6A, KW7A, KW8A | bar: Attachment AI Criteria 1
123 |  |  | SVC and associated equipment | bar: Attachment AI Criteria 1
124 | FL | Flandreau | 115-kV breakers 1162, 1262, 1362, 1662 and assoc. switches | bar: Attachment AI Criteria 1
125 |  |  | capacitor PY3A | bar: Attachment AI Criteria 1
126 |  |  | station service KZ1A, KW1C switches 302x, 205x, 401x | bar: Attachment AI Criteria 1
127 |  |  | 115/69-kV transformer KY1A | [7 empty] | One East River member, two municipal customers and Basin generation served through KY1A (Sioux Valley Energy, City of Colman, and City of Madison) | bar: Attachment AI Criteria 1(b)
128 |  |  | 69-kV breaker 2152, 2252 and assoc. switches | [7 empty] | One East River member, two municipal customers and Basin generation served through 2152 (Sioux Valley Energy, City of Colman, and City of Madison) | bar: Attachment AI Criteria 1(b)
129 | FO | Forman | 115-kV breakers 1162, 1362, 1462, 1562, 1764 and assoc switches | bar: Attachment AI Criteria 1
130 |  |  | capacitor PY7A | bar: Attachment AI Criteria 1
131 |  |  | station service KW9A, switches 92x | bar: Attachment AI Criteria 1
132 |  |  | 115/69-kV transformer KY1A, switches 126x | bar: Attachment AI Criteria 1
133 |  |  | 69-kV breakers 152, 252, 452 and assoc. switches | bar: Attachment AI Criteria 1
134 |  |  | 69-kV switches 353, 355 | bar: Attachment AI Criteria 1
135 | FT | Fort Thompson | 230-kV breakers 582, 586, 682, 782, 786, 882, 1182, 1186, 1282, 1382, 1386, 1482, 1582, 1586, 1682, 1782, 1786, 1882, 2382, 2386, 2482 and assoc. switches | bar: Attachment AI Criteria 1
136 |  |  | 230-kV switches 181, 281, 381, 2583, 2683 | bar: Attachment AI Criteria 1
137 |  |  | 230/69-kV transformers KV1B, KV1A | bar: Attachment AI Criteria 1
138 |  |  | 13.8-kV switches 121, 221, 253, 153, 6323, 6321, 6022, 3121, 3221 | bar: Attachment AI Criteria 1
139 |  |  | station service KW1A, KW1B and assoc switches | bar: Attachment AI Criteria 1
140 |  |  | 69-kV breakers 4352 | bar: Attachment AI Criteria 1
141 | FT2 | Fort Thompson 2 | 345-kV breakers 3392, 3396 and assoc. switches | bar: Attachment AI Criteria 1
142 |  |  | reactor KU4A, switch 3991 | bar: Attachment AI Criteria 1
143 |  |  | 345/230-kV transformers KU1A, KU1B and 345-kV switches 2391, 2491 | bar: Attachment AI Criteria 1
144 |  |  | reactors KW2A, KW2B, breakers 6422, 6822 and assoc. switches | bar: Attachment AI Criteria 1
145 |  |  | capacitor PW2A | bar: Attachment AI Criteria 1
146 |  |  | reactor KW3A, breaker 6522 and assoc. switches | bar: Attachment AI Criteria 1
147 |  |  | capacitor PW3A | bar: Attachment AI Criteria 1
148 |  |  | station service KW1D, KW1C, switches 662x, 6611, 6311, 632x | bar: Attachment AI Criteria 1
149 | GL | Glendive | 115-kV switch 362 | bar: Attachment AI Criteria 1
150 |  |  | 115/57-kV transformer KY1A | [7 empty] | 2 customers - MDU and Lower Yellowstone | bar: Attachment AI Criteria 1(b)
151 |  |  | 57-kV breaker 342 and assoc. switches | [7 empty] | 2 customers - MDU and Lower Yellowstone | bar: Attachment AI Criteria 1(b)
152 | GK | Grand Forks | 230-kV breakers 286, 382, 486 and associated switches / switches 183 and 580 | bar: Attachment AI Criteria 1
153 |  |  | 230/115-kV transformer KV1A | bar: Attachment AI Criteria 1
154 |  |  | reactor KW43A, breaker 4324 and assoc. switches | bar: Attachment AI Criteria 1
155 |  |  | station service KW41A, KW42A and associated switches | bar: Attachment AI Criteria 1
156 |  |  | 115-kV breakers 1462, 1562, 1662, 1862, 1962 and assoc. switches | bar: Attachment AI Criteria 1
157 |  |  | 115/69-kV transformer KY2B, switch 3261 and 3259 | bar: Attachment AI Criteria 1
158 |  |  | 69-kV breakers 2252, 2352, 2452, 2552 and assoc. switches / switches 2151, 2153 | [7 empty] | 2452 to MPC, 2552 to NSP | bar: Attachment AI Criteria 2
159 |  |  | capacitors PZ3A, PZ3B, switches 335x, 345x | bar: Attachment AI Criteria 1
160 | GI | Grand Island | 345-kV breakers 1092, 1192, 1196, 1292, 1596, 1592, 1692, 1796 and assoc. switches | bar: Attachment AI Criteria 1
161 |  |  | reactor KU4A, switch 1098 | bar: Attachment AI Criteria 1
162 |  |  | reactors KW1B, KW1A, breakers 5122, 5022 and assoc. switches | bar: Attachment AI Criteria 1
163 |  |  | 345/230-kV transformers KU1A, KU1B and switch 293 | bar: Attachment AI Criteria 1
164 |  |  | reactors KW2A, breakers 6022 and assoc. switches | bar: Attachment AI Criteria 1
165 |  |  | station service KHA, KHB and assoc switches | bar: Attachment AI Criteria 1
166 | GRP | Grande Prairie | 345-kV breakers 196, 292, 396, 298, 198 and assoc. switches | bar: Attachment AI Criteria 1
167 |  |  | reactors KU1A and KU2A | bar: Attachment AI Criteria 1
168 | GF | Granite Falls | 230-kV breakers 184, 282, 382, 486, 582, 682, 782, 882, 1082, 1184, 9182 and assoc. switches | bar: Attachment AI Criteria 1
169 |  |  | capacitors PV1A, PV11A | bar: Attachment AI Criteria 1
170 |  |  | reactors KV1A, KV11A | bar: Attachment AI Criteria 1
171 |  |  | 230/115-kV transformers KV3A, KV8A | bar: Attachment AI Criteria 1
172 |  |  | reactors KW3A, KW54A, KW55A, KW56A, KW57A | bar: Attachment AI Criteria 1
173 |  |  | 13.8-kV breakers 5424, 5524, 5624, 5724 with assoc. switches and switches 5121, 5123 | bar: Attachment AI Criteria 1
174 |  |  | 115-kV breakers 2062, 2262, 2366, 2762, 2862, 3162, 8162 and assoc. switches | bar: Attachment AI Criteria 1
175 |  |  | 115-kV switches 246x, 296x | bar: Attachment AI Criteria 1
176 |  |  | capacitors PY25A, PY26A, breakers 2564, 2664 and assoc. switches | bar: Attachment AI Criteria 1
177 |  |  | reactors KY25A, KY26A | bar: Attachment AI Criteria 1
178 |  |  | station service KW50A, KW51A and assoc switches | bar: Attachment AI Criteria 1
179 | GTF | Great Falls | 230-kV breakers 230/99, 230/100, 230/22, 230/23 and assoc. switches | [7 empty] | in NWMT Great Falls Sub | bar: Attachment AI Criteria 2
180 |  |  | 230/161-kV transformer KV1A | bar: Attachment AI Criteria 1
181 |  |  | 161-kV breaker 162 and assoc switchers | bar: Attachment AI Criteria 1
182 |  |  | station service KW1A and switch 221 | bar: Attachment AI Criteria 1
183 | GY | Gregory | 115-kV breakers 162, 262, 762 and assoc. switches | bar: Attachment AI Criteria 1
184 | GR | Groton | station service KW1A and switch 521 | bar: Attachment AI Criteria 1
185 |  |  | 115-kV breakers 262, 362, 462, 562, 862, 966 and assoc. switches / switches 16x | [7 empty] | 862 due to Groton Synch Condensor | bar: Attachment AI Criteria 1
186 |  |  | 115-kV switches 16x, 126x | bar: Attachment AI Criteria 1
187 |  |  | 115/69-kV transformer KY1A | [7 empty] | Two East River members served through KY1A (Lake Region, Northern) | bar: Attachment AI Criteria 1(b)
188 |  |  | station service KZ1A and KW2A | bar: Attachment AI Criteria 1
189 |  |  | 115/69-kV transformer KY2A | [7 empty] | NWPS line is networked and included | bar: Attachment AI Criteria 1
190 |  |  | 69-kV breakers 1152 and 1352 and assoc. switches | [7 empty] | East River 2 customers | bar: Attachment AI Criteria 1
191 | GSO | Groton South | 115-kV breakers 1162, 1262, 1266, 1362, 1462, 1466, 1562, 1662, 1666, 2062, 2066 and assoc. switches | bar: Attachment AI Criteria 1
192 |  |  | station service KW4A | bar: Attachment AI Criteria 1
193 | HV | Havre | 161-kV breakers 162, 262, 362 and assoc. switches | bar: Attachment AI Criteria 1
194 |  |  | 115-kV breaker 1362, 1462, 1562, 1662 and assoc. switches | [7 empty] | Hill County Coop and Tiber LLC | bar: Attachment AI Criteria 1(b)
195 |  |  | 161/115-kV transformer KZ1A | bar: Attachment AI Criteria 1
196 |  |  | 12.47-kv breaker 522 and assoc switches | bar: Attachment AI Criteria 1
197 |  |  | reactor KW1A | bar: Attachment AI Criteria 1
198 |  |  | station service KW1E, KW2A, switches 921, 221, 223 | bar: Attachment AI Criteria 1
199 | HBN | Hebron | 230-kV breakers 586, 682, 882, 986 and assoc switches | bar: Attachment AI Criteria 1
200 | HLK | Hilken | 230-kV breakers 186, 386, 482 and assoc. switches | bar: Attachment AI Criteria 1
201 | HU | Huron | 230-kV breakers 582, 586, 782, 786, 882 and assoc. switches, switches 181, 281 | bar: Attachment AI Criteria 1
202 |  |  | 230/115-kV transformers KV1A, KV1B | bar: Attachment AI Criteria 1
203 |  |  | reactors KW1A, KW3A, breakers 132, 332 and assoc. switches | bar: Attachment AI Criteria 1
204 |  |  | station service KW1C, KW1D and assoc. switches | bar: Attachment AI Criteria 1
205 |  |  | 115-kV breakers 1062, 1162, 1362, 1962 and assoc. switches, switches 126x, 1761 | bar: Attachment AI Criteria 1
206 | JT | Jamestown | 230-kV breakers 3182, 3282, 3382, 3482, 3582, 3682, 3782, 3882, 3982, 9182 and assoc switches | bar: Attachment AI Criteria 1
207 |  |  | 115-kV breakers 162, 262, 362, 462, 562, 762, 1864, 1964, 2064 and assoc switches | [7 empty] | not 662 - to OTP N.O. | bar: Attachment AI Criteria 1
208 |  |  | capacitors PY20A, PY19A | bar: Attachment AI Criteria 1
209 |  |  | reactors KY20A, KY19A, KY7A | bar: Attachment AI Criteria 1
210 |  |  | 230/115-kV transformers KU3A, KU6A | bar: Attachment AI Criteria 1
211 |  |  | reactor KW21A, breaker 2122 and assoc. switches | bar: Attachment AI Criteria 1
212 |  |  | station service KWA, KWB switches 222x, 232x | bar: Attachment AI Criteria 1
213 |  |  | station service KW4B, wiches 242x, 252x 302x | bar: Attachment AI Criteria 1
214 |  |  | reactor KW26A, breaker 2622 and assoc. switches | bar: Attachment AI Criteria 1
215 | KD | Killdeer | 115-kV breakers 162, 166, 366, 462 and assoc. switches | bar: Attachment AI Criteria 1
216 |  |  | Capacitor PY2A, 115-kV breaker 264 and assoc. switches | bar: Attachment AI Criteria 1
217 |  |  | station service KY1A, switch 3163, KX3A and assoc. switches | bar: Attachment AI Criteria 1
218 | LA | Lakota | 115-kV breaker 162 and assoc switches | bar: Attachment AI Criteria 1
219 |  |  | station service KW1A, switches 825, 921 | bar: Attachment AI Criteria 1
220 | LE | Leeds | 115-kV breakers 262, 362, 462, 562 and assoc. switches | bar: Attachment AI Criteria 1
221 |  |  | capacitor PZ4A, breaker 744 and assoc. switches | bar: Attachment AI Criteria 1
222 |  |  | 115/69-kV transformer KY1A, switches 161, 162 | bar: Attachment AI Criteria 1
223 |  |  | 69-kV breakers 444, 544 and assoc switches / switch 143 | bar: Attachment AI Criteria 1
224 |  |  | station service KW3B and switch 1021 | bar: Attachment AI Criteria 1
225 | LET | Letcher | 230-kV breakers 382, 582, 686 and assoc. switches | [7 empty] | NWPS line to Mitchell is Networked | bar: Attachment AI Criteria 1
226 |  |  | 230/115-kV transformer KV3A | bar: Attachment AI Criteria 1
227 |  |  | 115-kV breakers 1266, 1362, 1562 and assoc. switches | bar: Attachment AI Criteria 1
228 |  |  | station service KW3B and assoc switches | bar: Attachment AI Criteria 1
229 | MR | Martin | 115-kV breakers 2262, 2466, 2362, 2562 and assoc. switches | bar: Attachment AI Criteria 1
230 |  |  | station service KW18A and switches 1821, 1823 | bar: Attachment AI Criteria 1
231 | MA | Maurine | 230-kV breakers 182, 282, 582 and assoc. switches | bar: Attachment AI Criteria 1
232 |  |  | 230/115-kV transformer KV1A | bar: Attachment AI Criteria 1
233 |  |  | 115-kV breakers 1362, 1462, 1562, 1662, 1964, 2064 and assoc switches | bar: Attachment AI Criteria 1
234 |  |  | capacitors PY19A, PY20A | bar: Attachment AI Criteria 1
235 |  |  | reactors KY19A, KY20A | bar: Attachment AI Criteria 1
236 |  |  | reactor KW32A, breaker 3224 and assoc switches | bar: Attachment AI Criteria 1
237 |  |  | station service KW30A, KW31A and assoc switches | bar: Attachment AI Criteria 1
238 | MD | Midland | 115-kV switches 16x and 26x / switch 361 | bar: Attachment AI Criteria 1
239 |  |  | station service KW20A, switches 2031, 2011, 3011 | bar: Attachment AI Criteria 1
240 | MC | Miles City | 57-kV breaker 152 and assoc. switches | [7 empty] | 2 customers (MDU, Kinsey Irrigation) | bar: Attachment AI Criteria 1(b) to Attachment AI Criteria 2
241 | MC2 | Miles City 2 | 230-kV breakers 382, 386, 482, 582 and assoc. switches and switch 783 | bar: Attachment AI Criteria 1
242 |  |  | 230/115-kV transformer KV1A | bar: Attachment AI Criteria 1
243 |  |  | 115-kV breakers 1262, 1362, 1462, 1662 and assoc. switches, switches 1161 and 1165 | bar: Attachment AI Criteria 1
244 |  |  | reactor KW7A, breaker 724 and assoc switches | bar: Attachment AI Criteria 1
245 |  |  | capacitor KPY5A, breaker 1562 and assoc. switches | bar: Attachment AI Criteria 1
246 |  |  | station service K2, K1 and assoc switches | bar: Attachment AI Criteria 1
247 |  |  | 13.8-kV SS to Miles City DC Converter Station | bar: Attachment AI Criteria 1
248 | MC3 | Miles City 3 | All Facilities and Equipment | bar: Attachment AI Criteria 1
249 | MGV | Mingusville | 230-kV breakers 182, 282, 382 and assoc. switches, and line disconnects | bar: Attachment AI Criteria 1
250 |  |  | station service transformer KV10A and station service equipment | bar: Attachment AI Criteria 1
251 | MS | Mission | 115-kV breakers 162, 262, 462 and assoc. switches, switches 863, 865 | bar: Attachment AI Criteria 1
252 |  |  | reactors KY30A, KY31A, KY7A | bar: Attachment AI Criteria 1
253 |  |  | capacitors PY30A, PY31A | bar: Attachment AI Criteria 1
254 |  |  | 115-kV breakers 764, 3064, 3164 and assoc. switches | bar: Attachment AI Criteria 1
255 |  |  | station service KX2A, KX1A and switches 243x, 253x | bar: Attachment AI Criteria 1
256 | MO | Morris | 230-kV breakers 182, 382, 482, 582 and assoc switches | bar: Attachment AI Criteria 1
257 |  |  | 230/115-kV transformer KV1A | bar: Attachment AI Criteria 1
258 |  |  | 115-kV breakers 1162, 1462, 1562, 1762 and assoc switches | bar: Attachment AI Criteria 1
259 |  |  | station service KW1B and switches 512x | bar: Attachment AI Criteria 1
260 | MV | Mount Vernon | 115-kV breakers 162, 262, 662 and assoc switches | bar: Attachment AI Criteria 1
261 |  |  | station service KZ1A and assoc switches | bar: Attachment AI Criteria 1
262 |  |  | 115/69 kV transformer KY1A | [7 empty] | One East River member and one municipal customer served through KY1A and East River 1952 (Central and City of Plankinton) | bar: Attachment AI Criteria 1(b)
263 | NEL | Nelson Tap | 115-kV switches 176x, 196x | bar: Attachment AI Criteria 1
264 | NU | New Underwood | 230-kV breakers 282, 382, 384, 484, 582, 682, 782, 882, 986, 9182, 9282 and assoc switches | bar: Attachment AI Criteria 1
265 |  |  | reactor KV3A, KV4A | bar: Attachment AI Criteria 1
266 |  |  | 230/115-kV transformers KV2A, KV1A | bar: Attachment AI Criteria 1
267 |  |  | 115-kV breakers 1262, 1362, 1462, 1562, 1662, 1866, 8162, 8262 and assoc switches | bar: Attachment AI Criteria 1
268 |  |  | 13.8-kV breaker 4522, 4022, 4122, 4222 and assoc switches | bar: Attachment AI Criteria 1
269 |  |  | reactor KW45A, KW40A, KW41A, KW42A | bar: Attachment AI Criteria 1
270 |  |  | station service KW1A, KW1B and assoc switches | bar: Attachment AI Criteria 1
271 | NL | Newell | 115-kV breakers 1162, 1362 and assoc switches and switch 1262 | bar: Attachment AI Criteria 1
272 |  |  | 115/69-kV transformer KY1A | [7 empty] | 2 customers: Butte Electric and West River | bar: Attachment AI Criteria 1(b)
273 |  |  | Station Service KW1A and assoc equipment | bar: Attachment AI Criteria 1
274 | OF | O'Fallon Creek | 115-kV breakers 162, 262, 362 and assoc switches | bar: Attachment AI Criteria 1
275 |  |  | 115/69-kV transformer KY1A | [7 empty] | 2 customers: Buffalo Rapids Irrigation and Tongue River Electric | bar: Attachment AI Criteria 1(b)
276 |  |  | 69kV breaker 452 and assoc switches | [7 empty] | 2 customers: Buffalo Rapids Irrigation and Tongue River Electric | bar: Attachment AI Criteria 1(b)
277 |  |  | Station Service KW1B | bar: Attachment AI Criteria 1
278 | PY | Pace Yellowtail | 230-kV breakers IH278, IH296 and assoc switches | bar: Attachment AI Criteria 1
279 | PL | Philip | 115-kV breakers 1462, 1562, 1762, 1862 and assoc switches | bar: Attachment AI Criteria 1
280 |  |  | station service KW32A, KW31A and assoc switches | bar: Attachment AI Criteria 1
281 | PI | Pierre | 115-kV breakers 162, 362, 662, 862 and assoc switches | bar: Attachment AI Criteria 1
282 |  |  | 115-kV switches 563, 565, 761 | bar: Attachment AI Criteria 1
283 |  |  | station service KW1A, KW2A, KW1B, switches 271x, 281x, 302x | bar: Attachment AI Criteria 1
284 |  |  | 69kV breaker 1252 and assoc breakers | [7 empty] | One East River member and two irrigation districts served through KY2A and 1252 (Oahe, Grey Goose Irrigation and Crow Creek Irrigation) | bar: Attachment AI Criteria 1(b)
285 |  |  | Station Service KW1D, KW1E, KW1F and assoc switches | bar: Attachment AI Criteria 1
286 | RC | Rapid City | 115-kV breakers 162, 262, 362, 462, 562, 664, 766, 862, 2164 and assoc switches | bar: Attachment AI Criteria 1
287 |  |  | reactors KY10A, KY21A | bar: Attachment AI Criteria 1
288 |  |  | capacitors PY6A, PY21A | bar: Attachment AI Criteria 1
289 |  |  | station service KW20A, KW43A KW42A, switches 202x, 422x, 432x, 431x | bar: Attachment AI Criteria 1
290 | RCO | Roberts County | 115-kV breakers 2162, 2262, 2362 and assoc. switches | bar: Attachment AI Criteria 1
291 |  |  | 69-kV breakers 5152, 5252, 5456, 5652 and assoc. switches | bar: Attachment AI Criteria 1
292 |  |  | station service KY21A | bar: Attachment AI Criteria 1
293 | RL | Rolla | 115-kV breaker 1162 and assoc switches | bar: Attachment AI Criteria 1
294 | RY | Rudyard | 115-kV switches 260, 261, 160, 161 | bar: Attachment AI Criteria 1
295 |  |  | station service KW1A, switches 521, 523 | bar: Attachment AI Criteria 1
296 | RG | Rugby | 115-kV breakers 1262, 1362, 1462, 1566, 1662, 1762, 1864, 1966 and assoc switches | bar: Attachment AI Criteria 1
297 |  |  | capacitor PY8A | bar: Attachment AI Criteria 1
298 |  |  | reactor KY2A | bar: Attachment AI Criteria 1
299 |  |  | Station Service KX2A, KW1A and assoc. switches and equipment | bar: Attachment AI Criteria 1
300 | SH2 | Shelby 2 | 115-kV breakers 1062, 1362, 1462 and assoc. switches, switches 1263, 1265 | bar: Attachment AI Criteria 1
301 |  |  | 230/115-kV transformer KV3A | bar: Attachment AI Criteria 1
302 |  |  | reactor KW3A, breaker 3124 and assoc switches | bar: Attachment AI Criteria 1
303 |  |  | station service KW2A and assoc. switches | bar: Attachment AI Criteria 1
304 |  |  | 230-kV breakers 482, switches 481, 383, 281, 183 | bar: Attachment AI Criteria 1
305 | SC | Sioux City | 230-kV breakers 182, 282, 382, 482, 582, 682, 9182 and assoc switches, switch 7283 | bar: Attachment AI Criteria 1
306 |  |  | 230/161-kV transformers KV1A and KV5A | bar: Attachment AI Criteria 1
307 |  |  | 161-kV breakers 1062, 1162, 1262, 1362, 1562, 1662, 8162 | bar: Attachment AI Criteria 1
308 |  |  | reactors KW53A, KW54A, breakers 5324, 5424 and assoc switches | bar: Attachment AI Criteria 1
309 |  |  | station service KW1B, KW1C, switches 502x, 512x, 522x | bar: Attachment AI Criteria 1
310 |  |  | 69-kV breakers 2156, 2352, 2852, 2952, 3052, 3152 and assoc switches | [7 empty] | to NIPCO (looped) and MEC | bar: Attachment AI Criteria 1 to Attachment AI Criteria 1(b)
311 | SC2 | Sioux City 2 | 345-kV breakers 8498, 8592, 8692, 8696 and assoc switches | bar: Attachment AI Criteria 1
312 |  |  | reactor KU6A | bar: Attachment AI Criteria 1
313 |  |  | 345/230-kV transformers KU1A, KU1B, switches 8091, 8081, 8291, 8281 | bar: Attachment AI Criteria 1
314 |  |  | 230-kV breakers 7382, 7482 and assoc switches | bar: Attachment AI Criteria 1
315 |  |  | reactors KW10A, KW10B, breakers 5522, 5622 and assoc switches | bar: Attachment AI Criteria 1
316 |  |  | station service K1, K2 and assoc switches | bar: Attachment AI Criteria 1
317 | SF | Sioux Falls | 230-kV breakers 2182, 2282, 2382, 2482, 2582, 2682, 2782, 9182 and assoc switches | bar: Attachment AI Criteria 1
318 |  |  | 230/115-kV transformers KV3A, KV5A | bar: Attachment AI Criteria 1
319 |  |  | reactors KW31A, KW51A | bar: Attachment AI Criteria 1
320 |  |  | breakers 3124, 5124 and assoc switches | bar: Attachment AI Criteria 1
321 |  |  | station service KW33A, KW53A, KZ1A, switches 33xx, 53xx, 1851 | bar: Attachment AI Criteria 1
322 |  |  | 115-kV breakers 162, 262, 362, 462, 562, 662, 762, 966, 7162 and assoc switches | bar: Attachment AI Criteria 1
323 | SP | Spencer | 161-kV breakers 162,462,562, 662 and assoc switches | bar: Attachment AI Criteria 1
324 |  |  | Reactor PY6A | bar: Attachment AI Criteria 1
325 |  |  | 161/69-kV transformer KY1A | bar: Attachment AI Criteria 1
326 |  |  | 69-kV breakers 1142, 1242, 1342, 1442, 1542 and assoc switches | [7 empty] | to NIPCO and Wisdom Sub | bar: Attachment AI Criteria 1 to Attachment AI Criteria 1(b)
327 |  |  | station service KW10A and assoc switches | bar: Attachment AI Criteria 1
328 | SG | Stegall | 230 kV main and transfer bus, breaker 382 and assoc switches | bar: Attachment AI Criteria 1
329 |  |  | Reactor KV3A, breaker 384 and assoc. switches | bar: Attachment AI Criteria 1
330 | SUH | Sulpher | 115-kV breakers 162, 362, 462, and assoc switches | bar: Attachment AI Criteria 1
331 |  |  | station service KY31A1 and switch 3161 | bar: Attachment AI Criteria 1
332 | SU | Summit | 115-kV breakers 262, 362, 462, 562, 762, and assoc switches , switch 163 | bar: Attachment AI Criteria 1
333 |  |  | station service KZ1A, switch 1351 | bar: Attachment AI Criteria 1
334 |  |  | 115/69 kV transformer KY1A | [7 empty] | Four East River members served through KY1A (Whetstone, Lake Region, Traverse, and Codington-Clark) | bar: Attachment AI Criteria 1(b)
335 |  |  | 69 kV breaker 1152 and assoc. switches | [7 empty] | Three East River members served through 1152 (Whetstone, Lake Region, and Traverse) | bar: Attachment AI Criteria 1(b)
336 | TI | Tiber | 115-kV switches 1260, 1261 | [7 empty] | 2 customers (generator and Marias) | bar: Attachment AI Criteria 1(b)
337 | TN | Towner | 115-kV breakers 2166, 2262, 2362, 2366 and assoc switches | bar: Attachment AI Criteria 1
338 |  |  | station service KY1A1 | bar: Attachment AI Criteria 1
339 | TY | Tyndall | 115-kV switches 16x, 26x, 361 | bar: Attachment AI Criteria 1
340 |  |  | Station Service KZ1A and switches 351 and 751 | bar: Attachment AI Criteria 1
341 | UJ | Utica Junction | 230-kV breakers 282, 286, 382, 482, 486, 582, 682, 686 and assoc switches | bar: Attachment AI Criteria 1
342 |  |  | 230/115-kV transformer KV3A | bar: Attachment AI Criteria 1
343 |  |  | 115-kV breakers 1266, 1362, 1562, 1762 and assoc switches | bar: Attachment AI Criteria 1
344 |  |  | station service KW3A and assoc switches | bar: Attachment AI Criteria 1
345 | VC | Valley City | 115-kV 162, 262, 362, 462, 562 and assoc switches | bar: Attachment AI Criteria 1
346 |  |  | 115/69-kV transformer KY1A | [7 empty] | 2 customers (Minnkota Power and City of Valley City) | bar: Attachment AI Criteria 1(b) to Attachment AI Criteria 2
347 |  |  | station service KW2A and switch 321 | bar: Attachment AI Criteria 1
348 | VFO | Virgil Fodness | 230-kV breakers 382, 386, 482, 486 and assoc switches | bar: Attachment AI Criteria 1
349 |  |  | 230-kV switches 185 and 283 | bar: Attachment AI Criteria 1
350 | VH | VT Hanlon | 230-kV breakers 382, 482, 582, 682, 686 and assoc switches | bar: Attachment AI Criteria 1
351 |  |  | Reactor KW70A and breaker 7024 | bar: Attachment AI Criteria 1
352 |  |  | 69-kV breaker 5053 and assoc switch | bar: Attachment AI Criteria 1
353 |  |  | station service KW60A, KW24A, breaker 7423 and assoc switches | bar: Attachment AI Criteria 1
354 | WL | Wall | 115-kV switches 16x, 26x, 36x, 461 | bar: Attachment AI Criteria 1
355 |  |  | station service KW1B, switch 821 | bar: Attachment AI Criteria 1
356 |  | Wanblee Tap | 115-kV interrupters 162 and 262 and assoc. switches | [7 empty] | Zero costs, customer funded | bar: Attachment AI Criteria 1
357 | WDD | Ward | 230-kV breakers 182, 282, 286 and assoc switches | bar: Attachment AI Criteria 1
358 |  |  | new 230-kV breaker in ring bus | [7 empty] | Zero costs, customer funded | bar: Attachment AI Criteria 1
359 | WB | Washburn | 230-kV switches 18x, 28x | bar: Attachment AI Criteria 1
360 |  |  | station service KX3A, KW9A and assoc switches | bar: Attachment AI Criteria 1
361 | WT | Watertown | 230-kV breakers 182, 282, 382, 482, 582, 682, 882, 984, 1082, 1182, 9182 and assoc switches | bar: Attachment AI Criteria 1
362 |  |  | reactor KV9A | bar: Attachment AI Criteria 1
363 |  |  | capacitor PV9A | bar: Attachment AI Criteria 1
364 |  |  | 230/115-kV transformers KV2A, KV8A | bar: Attachment AI Criteria 1
365 |  |  | 115-kV breakers 862, 1162, 1262, 1362, 1562, 1762, 1862, 1962, 8162 and assoc switches | [7 empty] | 1762 - two customers MRES and NorthWestern Energy | bar: Attachment AI Criteria 1 to Attachment AI Criteria 1(b)
366 |  |  | station service KY3A, KHA, KHB, K1, K2 and assoc switches | bar: Attachment AI Criteria 1
367 |  |  | reactor KW1A, breaker 3122 and assoc switches | bar: Attachment AI Criteria 1
368 |  |  | 13.2-kV switches 372x, 362x, 82x | bar: Attachment AI Criteria 1
369 |  |  | 115/69 kV transformer KY3A | [7 empty] | Two East River members are served through KY3A (Codington-Clark and H-D) | bar: Attachment AI Criteria 1(b)
370 |  |  | 69 kV breaker 2752 and assoc switches | [7 empty] | Two East River members served through 2752 (Codington-Clark and H-D) | bar: Attachment AI Criteria 1(b)
371 | WT2 | Watertown 2 | 345-kV breakers 7296, 7292, 7398 and assoc switches | bar: Attachment AI Criteria 1
372 |  |  | reactor KU3A | bar: Attachment AI Criteria 1
373 | WTS | Watertown Static Var | All Facilities and Equipment | bar: Attachment AI Criteria 1
374 | WC | Watford City | 230-kV breakers 682, 782, 882, 982 and assoc switches | bar: Attachment AI Criteria 1
375 |  |  | 230-kV switches 282, 283, 182, 183 | bar: Attachment AI Criteria 1
376 |  |  | station service KW1B, switches 121, 123 | bar: Attachment AI Criteria 1
377 |  |  | reactor KY16A, switches 166x | bar: Attachment AI Criteria 1
378 |  |  | capacitor PY16A | bar: Attachment AI Criteria 1
379 |  |  | 115-kV breakers 1262, 1362 and assoc switches | bar: Attachment AI Criteria 1
380 |  |  | reactor KY17A, switches 176x | bar: Attachment AI Criteria 1
381 |  |  | capacitor PY17A | bar: Attachment AI Criteria 1
382 | WSG | Wessington Springs | 230-kV breakers 586, 682, 786, 882 and assoc switches | bar: Attachment AI Criteria 1
383 |  |  | Station Service | bar: Attachment AI Criteria 1
384 | WH | Whately | 69 kV switches 151, 351 | bar: Attachment AI Criteria 1
385 | WHT | White | 345-kV breakers 292, 296, 392, 396, 492, 496, 592, 596 and assoc switches | bar: Attachment AI Criteria 1
386 |  |  | 115-kV breakers 2262, 2362, and assoc switches | bar: Attachment AI Criteria 1
387 |  |  | 345/115-kV transformer KU1A, switches 2163, 2165 | bar: Attachment AI Criteria 1
388 |  |  | station service KWA, KWB switches 312x, 3311, 3511 | bar: Attachment AI Criteria 1
389 |  |  | reactor KW32A, breaker 3224 and assoc switches | bar: Attachment AI Criteria 1
390 |  |  | Neutral blocking device | bar: Attachment AI Criteria 1
391 | WV | Wicksville | 115-kV breakers 162, 262, and assoc switches / switch 361 | bar: Attachment AI Criteria 1
392 | WN | Williston | 115-kV breakers 1262, 1362, 1462, 1562, 1662, 1762, 1866 and assoc switches | bar: Attachment AI Criteria 1
393 |  |  | 115/57-kV transformers KY4B, switches 2465, 2469 | [7 empty] | to MDU | bar: Attachment AI Criteria 2
394 |  |  | 57-kV breakers 3152, 3252, 3352, 3452 and assoc switches | [7 empty] | to MDU | bar: Attachment AI Criteria 2
395 | WN2 | Williston 2 | 230-kV breakers 182, 286, 382, 482, 486, 582, 686 and assoc switches | bar: Attachment AI Criteria 1
396 |  |  | 115-kV breakers 2162, 2266, 2362, 2466, 2562, 2662, 2666 and assoc switches | bar: Attachment AI Criteria 1
397 |  |  | Reactors KW1C and KW2C, breakers 1224 and 2224 and switches 1223 and 2223 | bar: Attachment AI Criteria 1
398 |  |  | station service KW1B, KW2B and assoc switches | bar: Attachment AI Criteria 1
399 | WI | Winner | 115-kV breakers 162, 362, 462, 1062 and assoc switches / switches 661, 761 | bar: Attachment AI Criteria 1
400 |  |  | reactor KY10A | bar: Attachment AI Criteria 1
401 |  |  | capacitor PY10A, PY11A, switches 1160, 1161 | bar: Attachment AI Criteria 1
402 | WP | Wolf Point | 115-kV breakers 1362, 1562, 1662, 1762, 1862 and assoc switches/switches 1963, 1965 | bar: Attachment AI Criteria 1
403 |  |  | station service KW1A | bar: Attachment AI Criteria 1
404 | WO | Woonsocket | 115-kV breakers 162, 262 and assoc switches/ switches 361 and 861 | bar: Attachment AI Criteria 1
405 |  |  | station service KX1A, KW1B and assoc switches | bar: Attachment AI Criteria 1
406
407 |  | Transmission Lines
408 |  | AURORA- BROOKINGS 115-KV T/L | bar: Attachment AI Criteria 1
409 |  | AURORA-FLANDREAU 115-KV T/L | bar: Attachment AI Criteria 1
410 |  | BAKER-HETTINGER | bar: Attachment AI Criteria 1
411 |  | BEULAH-GARRISON | bar: Attachment AI Criteria 1
412 |  | BISMARCK-GLENHAM | bar: Attachment AI Criteria 1
413 |  | BISMARCK-JAMESTOWN NO. 1 | bar: Attachment AI Criteria 1
414 |  | BISMARCK-JAMESTOWN NO. 2 | bar: Attachment AI Criteria 1
415 |  | BISMARCK-MEDORA | bar: Attachment AI Criteria 1
416 |  | BROOKINGS-SIOUX FALLS | bar: Attachment AI Criteria 1
417 |  | BROOKINGS-WATERTOWN NO. 1 | bar: Attachment AI Criteria 1
418 |  | BROOKINGS-WATERTOWN NO. 2 | bar: Attachment AI Criteria 1
419 |  | BROOKINGS-WHITE 115/230KV | bar: Attachment AI Criteria 1
420 |  | CANYON FERRY - EAST HELENA A | bar: Attachment AI Criteria 1
421 |  | CARRINGTON-JAMESTOWN | bar: Attachment AI Criteria 1
422 |  | CHARLIE CREEK - WATFORD CITY | bar: Attachment AI Criteria 1
423 |  | CHARLIE CREEK-BELFIELD | bar: Attachment AI Criteria 1
424 |  | CHARLIE CREEK - BEULAH | bar: Attachment AI Criteria 1
425 |  | CONRAD-SHELBY #2 | 230-kV | bar: Attachment AI Criteria 1
426 |  | CRESTON-MARYVILLE | bar: Attachment AI Criteria 1
427 |  | DAWSON COUNTY - MILES CITY | bar: Attachment AI Criteria 1
428 |  | DAWSON-GLENDIVE | bar: Attachment AI Criteria 1
429 |  | DAWSON-MEDORA | bar: Attachment AI Criteria 1
430 |  | DAWSON-O'FALLON CREEK | bar: Attachment AI Criteria 1
431 |  | DAWSON-WILLISTON | bar: Attachment AI Criteria 1
432 |  | DENISON-CRESTON | bar: Attachment AI Criteria 1
433 |  | DEVILS LAKE-CARRINGTON | bar: Attachment AI Criteria 1
434 |  | DEVILS LAKE-LAKOTA | bar: Attachment AI Criteria 1
435 |  | EDGELEY-FORMAN | bar: Attachment AI Criteria 1
436 |  | EDGELEY-GROTON | bar: Attachment AI Criteria 1
437 |  | ELK CREEK-NEWELL-MAURINE 115-kV T/L | bar: Attachment AI Criteria 1
438 |  | FARGO-GRAND FORKS | bar: Attachment AI Criteria 1
439 |  | FARGO-MORRIS | bar: Attachment AI Criteria 1
440 |  | FORMAN-SUMMIT (BISMARCK) | bar: Attachment AI Criteria 1
441 |  | FORMAN-SUMMIT (HURON) | bar: Attachment AI Criteria 1
442 |  | FORT PECK-DAWSON #1 | bar: Attachment AI Criteria 1
443 |  | FORT PECK-DAWSON #2 | bar: Attachment AI Criteria 1
444 |  | FORT PECK-HAVRE | 161-kV | bar: Attachment AI Criteria 1
445 |  | FORT PECK-WHATELY | 69-kV | bar: Attachment AI Criteria 1
446 |  | FORT PECK-WILLISTON | bar: Attachment AI Criteria 1
447 |  | FORT PECK-WOLF POINT #2 | bar: Attachment AI Criteria 1
448 |  | FORT RANDALL-FORT THOMPSON 1&2 | bar: Attachment AI Criteria 1
449 |  | FORT RANDALL-GAVIN'S POINT | bar: Attachment AI Criteria 1
450 |  | FORT RANDALL-GREGORY | bar: Attachment AI Criteria 1
451 |  | FORT RANDALL-MT VERNON | bar: Attachment AI Criteria 1
452 |  | FORT RANDALL-O'NEILL | bar: Attachment AI Criteria 1
453 |  | FORT RANDALL-SIOUX CITY 1&2 | bar: Attachment AI Criteria 1
454 |  | FORT THOMPSON-GRAND ISLAND | bar: Attachment AI Criteria 1
455 |  | FORT THOMPSON-HURON 230-KV 1&2 | bar: Attachment AI Criteria 1
456 |  | FORT THOMPSON-SIOUX FALLS 1&2 | bar: Attachment AI Criteria 1
457 |  | GARRISON-BISMARCK 230KV 1&2 | bar: Attachment AI Criteria 1
458 |  | GARRISON-JAMESTOWN | bar: Attachment AI Criteria 1
459 |  | GARRISON-MALLARD | bar: Attachment AI Criteria 1
460 |  | GARRISON-WM. J. NEAL | bar: Attachment AI Criteria 1
461 |  | GAVINS POINT-BELDEN | bar: Attachment AI Criteria 1
462 |  | GAVINS POINT-SIOUX FALLS | bar: Attachment AI Criteria 1
463 |  | GRANITE FALLS- MORRIS | bar: Attachment AI Criteria 1
464 |  | GRANITE FALLS-MINNESOTA VALLEY | bar: Attachment AI Criteria 1
465 |  | GREAT FALLS-CONRAD | 230-kV | bar: Attachment AI Criteria 1
466 |  | GREGORY-MISSION | bar: Attachment AI Criteria 1
467 |  | GROTON-HURON | bar: Attachment AI Criteria 1
468 |  | GROTON-SUMMIT | bar: Attachment AI Criteria 1
469 |  | HAVRE-VERONA | 161-kV | bar: Attachment AI Criteria 1
470 |  | HAVRE-SHELBY#2 | 115-kV | bar: Attachment AI Criteria 1
471 |  | HESKETT-DEVAUL | bar: Attachment AI Criteria 1
472 |  | HETTINGER-NEW UNDERWOOD | bar: Attachment AI Criteria 1
473 |  | HURON-MT VERNON | bar: Attachment AI Criteria 1
474 |  | HURON-WATERTOWN 230KV 1&3 | bar: Attachment AI Criteria 1
475 |  | JAMESTOWN-EDGELEY | bar: Attachment AI Criteria 1
476 |  | JAMESTOWN-FARGO NO. 1 | bar: Attachment AI Criteria 1
477 |  | JAMESTOWN-FARGO NO. 2 | bar: Attachment AI Criteria 1
478 |  | JAMESTOWN-GRAND FORKS | bar: Attachment AI Criteria 1
479 |  | JAMESTOWN-VALLEY CITY | bar: Attachment AI Criteria 1
480 |  | LEEDS-DEVILS LAKE | bar: Attachment AI Criteria 1
481 |  | LEEDS-ROLLA | bar: Attachment AI Criteria 1
482 |  | MALLARD-RUGBY | bar: Attachment AI Criteria 1
483 |  | MARTIN-MISSION | bar: Attachment AI Criteria 1
484 |  | MARTIN-PHILIP | bar: Attachment AI Criteria 1
485 |  | MAURINE-RAPID CITY | bar: Attachment AI Criteria 1
486 |  | MILES CITY-BAKER | bar: Attachment AI Criteria 1
487 |  | MILES CITY-CUSTER | 230-kV | bar: Attachment AI Criteria 1
488 |  | NEW UNDERWOOD-PHILIP | bar: Attachment AI Criteria 1
489 |  | NEW UNDERWOOD-RAPID CITY NO. 1 | bar: Attachment AI Criteria 1
490 |  | NEW UNDERWOOD-RAPID CITY NO. 2 | bar: Attachment AI Criteria 1
491 |  | NEW UNDERWOOD-STEGALL (HURON) | bar: Attachment AI Criteria 1
492 |  | OAHE-FORT THOMPSON 230KV 1&2 | bar: Attachment AI Criteria 1
493 |  | OAHE-FORT THOMPSON 230KV 3&4 | bar: Attachment AI Criteria 1
494 |  | OAHE-GLENHAM | bar: Attachment AI Criteria 1
495 |  | OAHE-MAURINE | bar: Attachment AI Criteria 1
496 |  | OAHE-NEW UNDERWOOD | bar: Attachment AI Criteria 1
497 |  | OAHE-PIERRE | bar: Attachment AI Criteria 1
498 |  | O'FALLON CREEK-MILES CITY | bar: Attachment AI Criteria 1
499 |  | PIERRE-PHILIP | bar: Attachment AI Criteria 1
500 |  | RAPID CITY-DRY CREEK | bar: Attachment AI Criteria 1
501 |  | RAPID CITY-ELK CREEK 115-kV T/L | bar: Attachment AI Criteria 1
502 |  | RUGBY-LEEDS | bar: Attachment AI Criteria 1
503 |  | SIOUX CITY-DENISON | bar: Attachment AI Criteria 1
504 |  | SIOUX CITY-SPENCER | bar: Attachment AI Criteria 1
505 |  | SIOUX FALLS- SIOUX CITY | bar: Attachment AI Criteria 1
506 |  | SIOUX FALLS-VIRGIL FODNESS 230KV T-LINE | bar: Attachment AI Criteria 1
507 |  | SUMMIT-WATERTOWN | bar: Attachment AI Criteria 1
508 |  | TIBER TAP-TIBER | 115-kV | bar: Attachment AI Criteria 1 to Attachment AI Criteria 1(b)
509 |  | UTICA JCT-SIOUX FALLS | bar: Attachment AI Criteria 1
510 |  | VALLEY CITY-FORMAN | bar: Attachment AI Criteria 1
511 |  | VERONA GREAT FALLS | 161-kV | bar: Attachment AI Criteria 1
512 |  | VIRGIL FODNESS-UTICA JUNCTION-FT RANDALL/RASMUS | bar: Attachment AI Criteria 1
513 |  | WATERTOWN-GRANITE FALLS 1&2 | bar: Attachment AI Criteria 1
514 |  | WATERTOWN-SIOUX CITY | bar: Attachment AI Criteria 1
515 |  | WATFORD CITY-BEULAH | bar: Attachment AI Criteria 1
516 |  | WILLISTON-WATFORD CITY | bar: Attachment AI Criteria 1
517 |  | WOLF POINT-CIRCLE | bar: Attachment AI Criteria 1
518 |  | WM. J. NEAL-RUGBY | bar: Attachment AI Criteria 1
519 |  | YELLOWTAIL-CUSTER | 230-kV | bar: Attachment AI Criteria 1
520 |  | YELLOWTAIL-YELLOWTAIL (PACE) | 230-kV, 110 MW Capacity Rights on RMR Line | bar: Attachment AI Criteria 1
521
522 |  | Taps
523 | CCR | Charlie Creek | 345-kV breakers 4096, 4192 and assoc switches | bar: Attachment AI Criteria 1
524 | DNT | Denbigh Tap | 115kV breakers 1362, 1562 and assoc switches | bar: Attachment AI Criteria 1
525 | ON | O'Neill | 115-kV inerrupters and switches | bar: Attachment AI Criteria 1
526 | PET | Penn Tap | 115-kV switches 176x, 196x | bar: Attachment AI Criteria 1
527 | PLL | Pleasant Lake Tap | 115-kV switches 56x, 66x | bar: Attachment AI Criteria 1
528 | SL | Shirley Tap | 115-kV switches 561, 560 | bar: Attachment AI Criteria 1
529 | TR | Terry Tap | 115-kV switches 160, 161, 260, 261, 361 | bar: Attachment AI Criteria 1
530 | TT | Tiber Tap | 115-kV switches 163, 260, 261, 360, 361 | [7 empty] | 2 customers from Tiber (Bureau of Reclamation and Tiber LLC) | bar: Attachment AI Criteria 1 to Attachment AI Criteria 1(b)
531 | VE | Vetal Tap | 115-kV switches 16x, 26x, 36x | bar: Attachment AI Criteria 1
532
533 |  | O&M Service & Maintenance Centers
534 |  | ARMOUR O&M SER. CEN. | bar: Attachment AI Criteria 3
535 |  | BISMARCK O&M SER. CEN. | bar: Attachment AI Criteria 3
536 |  | DAWSON SER. CEN. | bar: Attachment AI Criteria 3
537 |  | DEVILS LAKE O&M SER. CEN. | bar: Attachment AI Criteria 3
538 |  | FARGO LINE MAINTENANCE FACILITY | bar: Attachment AI Criteria 3
539 |  | FARGO O&M SER. CEN. | bar: Attachment AI Criteria 3
540 |  | FORT PECK SER. CEN. | bar: Attachment AI Criteria 3
541 |  | FORT THOMPSON O&M S. C. | bar: Attachment AI Criteria 3
542 |  | HAVRE SERVICE CENTER | bar: Attachment AI Criteria 3
543 |  | HURON O&M SER. CEN. | bar: Attachment AI Criteria 3
544 |  | JAMESTOWN O&M SER. CEN. | bar: Attachment AI Criteria 3
545 |  | MILES CITY MTCE FAC. | bar: Attachment AI Criteria 3
546 |  | MILES CITY MTCE FAC. | bar: Attachment AI Criteria 3
547 |  | NEW UNDERWOOD SER. CEN. | bar: Attachment AI Criteria 3
548 |  | PHILIP O&M SER. CENT. | bar: Attachment AI Criteria 3
549 |  | PIERRE O&M SER. CEN. | bar: Attachment AI Criteria 3
550 |  | RAPID CITY GARAGE & STOR. | bar: Attachment AI Criteria 3
551 |  | SIOUX CITY O&M SER. CEN. | bar: Attachment AI Criteria 3
552 |  | SIOUX FALLS O&M SER. CEN. | bar: Attachment AI Criteria 3
553 |  | WATERTOWN MAINT. CEN. | bar: Attachment AI Criteria 3
554
555 |  | Operation Centers
556 |  | WATERTOWN ALTERNATE OPERATIONS CENTER | bar: Attachment AI Criteria 3
557 |  | WATERTOWN OPERATIONS CENT | bar: Attachment AI Criteria 3
558 |  | WATERTOWN OPER CTR (BFPS) | bar: Attachment AI Criteria 3
559
560 |  | Mobile Equipment
561 |  | MOB 115KV SWITCH TRAILER | bar: Attachment AI Criteria 1
562 |  | MOB 115KV SWITCH TRAILER | bar: Attachment AI Criteria 1
563 |  | MOB TRANSF 111KV 15MVA | bar: Attachment AI Criteria 1
564 |  | MOB TRANSF 115KV 10MVA | bar: Attachment AI Criteria 1
565 |  | MOB TRANSF 115KV 10MVA | bar: Attachment AI Criteria 1
566 |  | MOB TRANSF 115KV 25MVA | bar: Attachment AI Criteria 1
567 |  | MOB TRANSF 115KV 40MVA | bar: Attachment AI Criteria 1
568 |  | MOB TRANSF 230KV 1-33MVA | bar: Attachment AI Criteria 1
569 |  | MOBILE BY PASS KIT (BISMARCK) | bar: Attachment AI Criteria 1
570 |  | MOBILE BY PASS KIT (HURON) | bar: Attachment AI Criteria 1
571 |  | MOBILE CAPACITOR BANK | bar: Attachment AI Criteria 1
572 |  | MOBILE SUB 110KV | bar: Attachment AI Criteria 1
573 |  | MOBILE SUB 115KV 20MVA | bar: Attachment AI Criteria 1
574 |  | MOBILE SUB 69KV | bar: Attachment AI Criteria 1
575 |  | MOB SH.REACTOR | bar: Attachment AI Criteria 1
576
577 |  | Transmission-Related Generation Facilities
578 |  | FORT THOMPSON-BIG BEND NO. 1 | bar: Attachment AI Criteria 1
579 |  | FORT THOMPSON-BIG BEND NO. 2 | bar: Attachment AI Criteria 1
580
581 |  | Communication Facilities
582 |  | ANITA | SCADA | bar: Attachment AI Criteria 3
583 | AB | ASSINNIBOINE | meters for NWMT NITS from Havre | bar: Attachment AI Criteria 3
584 |  | BAKER | microwave, RTU | bar: Attachment AI Criteria 3
585 |  | ATLANTIC COMMUNICATION SITE | bar: Attachment AI Criteria 3
586 |  | BAKER RELAY | bar: Attachment AI Criteria 3
587 |  | BANTRY | bar: Attachment AI Criteria 3
588 |  | BARRETT | bar: Attachment AI Criteria 3
589 |  | BATTLE MT. MICROWAVE | bar: Attachment AI Criteria 3
590 |  | BELLE PRAIRIE | bar: Attachment AI Criteria 3
591 |  | BENEDICT | bar: Attachment AI Criteria 3
592 |  | BEULAH | bar: Attachment AI Criteria 3
593 |  | BIG BEND | bar: Attachment AI Criteria 3
594 |  | BIJOU REPEATER | bar: Attachment AI Criteria 3
595 |  | BISMARCK REPEATER | bar: Attachment AI Criteria 3
596 | BI | Bison | microwave alarm system | bar: Attachment AI Criteria 3
597 |  | BISON REPEATER | bar: Attachment AI Criteria 3
598 |  | BOLE NORTH REPEATER | bar: Attachment AI Criteria 3
599 |  | BRINSMADE | bar: Attachment AI Criteria 3
600 |  | BRISTOL | bar: Attachment AI Criteria 3
601 |  | BRUNSVILLE REPEATER | bar: Attachment AI Criteria 3
602 |  | BUFFALO | bar: Attachment AI Criteria 3
603 |  | CAHOON | bar: Attachment AI Criteria 3
604 |  | CARRINGTON REPEATER | bar: Attachment AI Criteria 3
605 |  | CHARTER OAK REPEATER | bar: Attachment AI Criteria 3
606 |  | CHINOOK (BEFP) | bar: Attachment AI Criteria 3
607 |  | CHINOOK REPEATER | bar: Attachment AI Criteria 3
608 |  | CLARK MW REPEATER | bar: Attachment AI Criteria 3
609 |  | CLEVELAND REPEATER, N.D. | bar: Attachment AI Criteria 3
610 |  | COLEMAN REPEATER | bar: Attachment AI Criteria 3
611 |  | COLOME REPEATER | bar: Attachment AI Criteria 3
612 |  | CONRAD BUTTE REPEATER | bar: Attachment AI Criteria 3
613 |  | COTTON | meters for Central MT (Basin NITS) | bar: Attachment AI Criteria 3
614 |  | CRESTON REPEATER | bar: Attachment AI Criteria 3
615 |  | CROW LAKE REPEATER | bar: Attachment AI Criteria 3
616 |  | CROWN BUTTE | bar: Attachment AI Criteria 3
617 |  | CULBERTSON RADIO RELAY SITE | bar: Attachment AI Criteria 3
618 |  | CUSTER LOOKOUT | bar: Attachment AI Criteria 3
619 |  | DALTON (WES) | bar: Attachment AI Criteria 3
620 |  | DEVILS LAKE FIBER REGEN | bar: Attachment AI Criteria 3
621 |  | DEVILS LAKE REPEATER | bar: Attachment AI Criteria 3
622 |  | DICKINSON | communications equipment | bar: Attachment AI Criteria 3
623 |  | DODSON REPEATER | bar: Attachment AI Criteria 3
624 |  | DOGDEN BUTTE | bar: Attachment AI Criteria 3
625 |  | DRISCOLL | bar: Attachment AI Criteria 3
626 |  | DUPREE REPEATER | bar: Attachment AI Criteria 3
627 |  | DUTTON REPEATER (BEFP) | bar: Attachment AI Criteria 3
628 |  | EAGLE | microwave, RTU, SCADA | bar: Attachment AI Criteria 3
629 |  | EAST RAINY BUTTE | bar: Attachment AI Criteria 3
630 |  | ECKELSON | bar: Attachment AI Criteria 3
631 |  | E. J. MANNING | fiber, microwave, SCADA | bar: Attachment AI Criteria 3
632 |  | ELKTON | bar: Attachment AI Criteria 3
633 |  | ELLENDALE REPEATER | bar: Attachment AI Criteria 3
634 |  | ELLSWORTH AIR BASE | bar: Attachment AI Criteria 3
635 |  | ERHARD | bar: Attachment AI Criteria 3
636 |  | EXIRA REPEATER | bar: Attachment AI Criteria 3
637 |  | F. L. BLAIR | bar: Attachment AI Criteria 3
638 |  | FAIRPOINT REPEATER | bar: Attachment AI Criteria 3
639 |  | FALLON REPEATER | bar: Attachment AI Criteria 3
640 |  | FERGUS FALLS COMMUNICATIONS SITE | bar: Attachment AI Criteria 3
641 |  | FLOWING WELLS | bar: Attachment AI Criteria 3
642 |  | FORBES COMMUNICATION SITE | bar: Attachment AI Criteria 3
643 |  | FORSYTH | radio, quarters, fence | bar: Attachment AI Criteria 3
644 |  | FORT PECK RELAY (WES) | bar: Attachment AI Criteria 3
645 |  | FORT PECK COMMUNICATIONS BUILDING | bar: Attachment AI Criteria 3
646 |  | FORT PECK REPEATER | bar: Attachment AI Criteria 3
647 | FR | Fort Randall | Multiplexer, Termination Equiment | bar: Attachment AI Criteria 3
648 |  | FORT THOMPSON REPEATER | bar: Attachment AI Criteria 3
649 |  | FORT THOMPSON REPEATER (EAST RIVER) | bar: Attachment AI Criteria 3
650 |  | FOX CREEK MICROWAVE | bar: Attachment AI Criteria 3
651 |  | FRYBURG SUB & MICROWAVE | bar: Attachment AI Criteria 3
652 |  | GARRISON | bar: Attachment AI Criteria 3
653 |  | GARY REPEATER | bar: Attachment AI Criteria 3
654 |  | GAVIN'S POINT | bar: Attachment AI Criteria 3
655 |  | GAVINS POINT REPEATER | bar: Attachment AI Criteria 3
656 |  | GETTYSBURG REPEATER | bar: Attachment AI Criteria 3
657 |  | GLENHAM | bar: Attachment AI Criteria 3
658 |  | GRAND FORKS MINNKOTA (MPC) | bar: Attachment AI Criteria 3
659 |  | HAILSTONE BUTTE | bar: Attachment AI Criteria 3
660 |  | HALLOWAY REPEATER | bar: Attachment AI Criteria 3
661 |  | HARLEM | microwave, RTU | bar: Attachment AI Criteria 3
662 |  | HARLEM REPEATER | bar: Attachment AI Criteria 3
663 |  | HATHAWAY | bar: Attachment AI Criteria 3
664 |  | HERMOSA MICROWAVE | bar: Attachment AI Criteria 3
665 |  | HETTINGER | RTU, PTs | bar: Attachment AI Criteria 3
666 |  | HIGHLAND REPEATER | bar: Attachment AI Criteria 3
667 |  | HIGHMORE REPEATER | bar: Attachment AI Criteria 3
668 |  | HIGHWOOD | meters NWMT NITS from Great Falls | bar: Attachment AI Criteria 3
669 |  | HINSDALE | bar: Attachment AI Criteria 3
670 |  | HINSDALE REPEATER | bar: Attachment AI Criteria 3
671 |  | HOPEWELL REPEATER | bar: Attachment AI Criteria 3
672 |  | HUNTER MICROWAVE | bar: Attachment AI Criteria 3
673 |  | HURON DISTRICT OFFICE | bar: Attachment AI Criteria 3
674 |  | HYSHAM | bar: Attachment AI Criteria 3
675 |  | JAMESTOWN REPEATER | bar: Attachment AI Criteria 3
676 |  | JONES CREEK | bar: Attachment AI Criteria 3
677 |  | KELLY CREEK | bar: Attachment AI Criteria 3
678 |  | KILLDEER REPEATER | bar: Attachment AI Criteria 3
679 |  | KNEE HILL MW | bar: Attachment AI Criteria 3
680 |  | LAC QUI PARLE | bar: Attachment AI Criteria 3
681 |  | LAKE ANDES REPEATER | bar: Attachment AI Criteria 3
682 |  | LEFOR | bar: Attachment AI Criteria 3
683 |  | LINDSAY RIDGE | bar: Attachment AI Criteria 3
684 |  | LINTON COMMUNICATIONS SITE | bar: Attachment AI Criteria 3
685 |  | LITTLE MISSOURI SUBSTATION | bar: Attachment AI Criteria 3
686 |  | LODGEPOLE REPEATER | bar: Attachment AI Criteria 3
687 |  | MALLARD | RTU, SCADA | bar: Attachment AI Criteria 3
688 |  | MALTA | microwave, RTU | bar: Attachment AI Criteria 3
689 |  | MALTA REPEATER | bar: Attachment AI Criteria 3
690 | MDN | Mandan | multiplexer | bar: Attachment AI Criteria 3
691 |  | MANDAN MICROWAVE SITE | bar: Attachment AI Criteria 3
692 |  | MAPLE RIVER | bar: Attachment AI Criteria 3
693 |  | MARTIN REPEATER | bar: Attachment AI Criteria 3
694 |  | MAYVILLE | bar: Attachment AI Criteria 3
695 |  | MIDLAND REPEATER | bar: Attachment AI Criteria 3
696 |  | MILES CITY SUB (BEFP) | bar: Attachment AI Criteria 3
697 |  | MOE REPEATER | bar: Attachment AI Criteria 3
698 |  | MOORHEAD | bar: Attachment AI Criteria 3
699 |  | MORRIS REPEATER & MICROWAVE | bar: Attachment AI Criteria 3
700 |  | NEWCASTLE REPEATER | bar: Attachment AI Criteria 3
701 |  | OAHE | bar: Attachment AI Criteria 3
702 |  | O'KREEK REPEATER | bar: Attachment AI Criteria 3
703 |  | ORCHARD REPEATER | bar: Attachment AI Criteria 3
704 |  | OTO MICROWAVE | bar: Attachment AI Criteria 3
705 |  | OTTUMWA ROAD REPEATER SITE | bar: Attachment AI Criteria 3
706 |  | PAGE N.D. | bar: Attachment AI Criteria 3
707 |  | PAHOJA SUB | bar: Attachment AI Criteria 3
708 |  | PEAK | bar: Attachment AI Criteria 3
709 |  | PHILIP JCT. REPEATER | bar: Attachment AI Criteria 3
710 |  | PINE RIDGE | bar: Attachment AI Criteria 3
711 |  | POPLAR (MDU) | antenna, meters for MDU | bar: Attachment AI Criteria 3
712 |  | PRIMGHAR REPEATER | bar: Attachment AI Criteria 3
713 |  | PUKWANNA REPEATER | bar: Attachment AI Criteria 3
714 |  | RAPID CITY REPEATER | bar: Attachment AI Criteria 3
715 |  | RICHARDSON COULEE | bar: Attachment AI Criteria 3
716 |  | RICHARDSON COULEE REPEATER | bar: Attachment AI Criteria 3
717 |  | RICHLAND MW REPEATER (BEPS) | bar: Attachment AI Criteria 3
718 |  | ROCKY RIDGE REPEATER | bar: Attachment AI Criteria 3
719 |  | ROLLAG | bar: Attachment AI Criteria 3
720 |  | RUGBY REPEATER | bar: Attachment AI Criteria 3
721 |  | RUTLAND | bar: Attachment AI Criteria 3
722 |  | SACO | bar: Attachment AI Criteria 3
723 | SA | SAVAGE | land, steel structure, meter equipment | bar: Attachment AI Criteria 3
724 |  | SENTINEL BUTTE | bar: Attachment AI Criteria 3
725 |  | SHEEP COULEE REPEATER | bar: Attachment AI Criteria 3
726 |  | SIOUX CITY REPEATER | bar: Attachment AI Criteria 3
727 |  | SIOUX FALLS REPEATER | bar: Attachment AI Criteria 3
728 |  | SIOUX PASS | bar: Attachment AI Criteria 3
729 |  | SNAKE BUTTE REPEATER | bar: Attachment AI Criteria 3
730 |  | SPALDING REPEATER | bar: Attachment AI Criteria 3
731 |  | SPIRIT MOUND | bar: Attachment AI Criteria 3
732 |  | STANLEY | meters to MDU | bar: Attachment AI Criteria 3
733 |  | STRASBERG | bar: Attachment AI Criteria 3
734 | SB | SULLY BUTTES | fiber termination equipment | bar: Attachment AI Criteria 3
735 |  | SUMMIT REPEATER | bar: Attachment AI Criteria 3
736 |  | TAPPEN COMMUNICATIONS SITE | bar: Attachment AI Criteria 3
737 |  | TAPPEN REPEATER | bar: Attachment AI Criteria 3
738 |  | TENNANT COMMUNICATIONS SITE | bar: Attachment AI Criteria 3
739 |  | TORONTO REPEATER | bar: Attachment AI Criteria 3
740 |  | TRIPP REPEATER | bar: Attachment AI Criteria 3
741 |  | TURKEY RIDGE REPEATER | bar: Attachment AI Criteria 3
742 |  | TYLER REPEATER | bar: Attachment AI Criteria 3
743 | VR | Verona | comm, miltiplex, battery | bar: Attachment AI Criteria 3
744 |  | VICTOR (EREC) | bar: Attachment AI Criteria 3
745 |  | VIDA | bar: Attachment AI Criteria 3
746 |  | V. T. HANLON | SCADA | bar: Attachment AI Criteria 3
747 |  | WALL REPEATER | bar: Attachment AI Criteria 3
748 |  | WATERTOWN REPEATER | bar: Attachment AI Criteria 3
749 |  | WAYSIDE | bar: Attachment AI Criteria 3
750 |  | WESSINGTON SPGS. REPEATER | bar: Attachment AI Criteria 3
751 |  | WESTFIELD | bar: Attachment AI Criteria 3
752 | WH2 | Whately (Northern) | Instrument Transformer | bar: Attachment AI Criteria 3
753 |  | WHITE SWAN | bar: Attachment AI Criteria 3
754 |  | WHITLOCK (BCPS) | bar: Attachment AI Criteria 3
755 |  | WM. J. NEAL | multiplexer | bar: Attachment AI Criteria 3
756 |  | WOLBACH REPEATER | bar: Attachment AI Criteria 3
757 |  | YANKTON JCT. | multiplexer, channel bank, SCADA | bar: Attachment AI Criteria 3
758 |  | YELLOWTAIL SWITCHYARD (BEPS) | bar: Attachment AI Criteria 3
759 |  | Miles City Converter Station
760 |  | MILES CITY CONVERTER STATION - BEPS | bar: Attachment AI Criteria 1
761 |  | MILES CITY CONVERTER STATION - BEFP | bar: Attachment AI Criteria 1
762 |  | Rocky Mountain Region Facilities
763 |  | NEW UNDERWOOD-STEGALL | bar: Attachment AI Criteria 1
764 |  | STEGALL SUBSTATION | bar: Attachment AI Criteria 1
765 |  | STEGALL-WAYSIDE | bar: Attachment AI Criteria 1
766 | YT | YELLOWTAIL SWITCHYARD | 230-kV breakers 182, 282, 9182 and assoc switches | bar: Attachment AI Criteria 1
767
768 |  | Corps Switchyard Facilities
769 | BG | Big Bend | 230-kV interrupters 1083, 7089, 4083 and assoc. switches | bar: Attachment AI Criteria 1
770 | FP | Fort Peck | 69-kV breaker 1142 and assoc. switches | bar: Attachment AI Criteria 1
771 |  |  | 161-kV breaker 762 | bar: Attachment AI Criteria 1
772 |  |  | 115-kV breakers 772, 776, 1572, 1576, 1672, 1676 and assoc switches | bar: Attachment AI Criteria 1
773 |  |  | 230-kV breaker 1382 and associated switches | bar: Attachment AI Criteria 1
774 |  |  | 230/115-kV transformer | bar: Attachment AI Criteria 1
775 |  |  | 161/115-kV transformer KV7A | bar: Attachment AI Criteria 1
776 | FR | Fort Randall | 230-kV breakers 1182, 1186, 1282, 1286, 1382, 1386, 1982, 1986, 2182, 2186, 2282, 2286, 2382, 2386, 2482, 2486, 2682, 2686 and assoc breakers | bar: Attachment AI Criteria 1
777 |  |  | 115-kV breakers 962, 966, 1562, 1556, 1662, 1666, 1762, 1766, 1862, 1866, 1962, 1966 and assoc switches | bar: Attachment AI Criteria 1
778 |  |  | 2 - 230/115-kV transformers | bar: Attachment AI Criteria 1
779 | GA | Garrison | 115-kV breakers 2062, 2066, 2162, 2166, 2262, 2266, 2362, 2366, 2462, 2466, 2562, 2566, 2662, 2666, 2769 and assoc switches | bar: Attachment AI Criteria 1
780 |  |  | 230-kV breakers 3389, 3482, 3486, 3682, 3686, 3782, 3786, 3882, 3886, 3982, 3986, 4082, 4086, 4182, 4186 and assoc switches, switches 33xx | bar: Attachment AI Criteria 1
781 |  |  | 230/115-kV transformer | bar: Attachment AI Criteria 1
782 | GP | Gavins Point | 115-kV breakers 462, 562, 662, 762, 862 and assoc switches | bar: Attachment AI Criteria 1
783 | OA | Oahe | 230-kV breakers 2182, 2282, 2286, 2382, 2482, 2486, 2582, 2682, 2782, 2982, 3082 and assoc switches | bar: Attachment AI Criteria 1
784 |  |  | 115-kV breakers 1062, 1262, 1362, 1386, 1462, 1562, 1566 and assoc switches | bar: Attachment AI Criteria 1
785 |  |  | 2 - 230/115-kV transformers | bar: Attachment AI Criteria 1
One-Line Diagrams showing these included facilities are available upon request.
The diagrams include CEII material and therefore require execution of a Non-Disclosure Agreement with Western Area Power Administration - Upper Great Plains Region.
Criteria 1: Non-Radial above 60-kV / (b) Two or More Eligible Customers
Criteria 2: Interconnect Zones / Surrounding Entities
Criteria 3: Control and Protection
Criteria 4: High Side of Transformer
Criteria 5: DC Interconnection
Criteria 6: 7 Factor Test
* Based upon Attachment AI of SPP's Tariff and consistent with criteria set forth in the "Zone 19 (Upper Missouri Zone) - Attachment AI Guidance Document", dated 06/14/2016, as prepared by the Attachment AI Working
Group in FERC docket ER15-1775-000.

## WS10-AI-Excl
WAPA-UGP 2022 Rate True-up Calculation (Rev 1) |  |  |  | (Back to Worksheet Links)
Worksheet 10 - WAPA-UGP Facilities Excluded under SPP Tariff Attachment AI*
12 Months Ending 09/30/2022 True-up
| (1) | (2) | (3) | (4)
Line No. | FID | Facility | Specific Plant NOT Included | Further Description
1 |  | Substations
2
3 | AR | Armour | 34.5-kV breaker 542 and assoc. switches | NWPS
4 |  |  | 115/34.5-kV transformer KY2A
5 |  |  | 115-kV interrupter 462 and assoc. switches
6 | AUR | Aurora | 115-kV breaker 162, 362 and assoc. switches
7 | BEF | Belfield | 230-kV breaker 1482 and assoc switches
8 | BE | Beresford | 69-kV breaker 1552 and assoc. switches | East River
9 |  |  | 12.47-kV switch 821, 823, 829 | City of Beresford
10 | BG | Big Bend | 230-kV interrupters 1081, 2081, 2081, 4081 and assoc switches
11 | BB | Bisbee | 69/12.5-kV transformer KZ1A and switch 145
12 |  |  | 12.5-kV breaker 124 and assoc. switches | CPEC
13 | BS | Bismarck | 115-kV breaker 3462 and assoc. switches | Capitol Electric
14 |  |  | 12.5-kV switches 1527, 1529 | USBR
15 | BOL | Bole | 69-kV breaker 1452 and 1252 and assoc. switches | NWMT
16 | BO | Bonesteel | 115-kV breaker 362 and assoc. switches
17 |  |  | 115/12.47-kV transformer KY1A
18 |  |  | 12.47-kV breaker 1422 and assoc. switches | Rosebud Electric
19 | BFT | Buford Trenton Tap | All Not Included
20 | BP | Buford Trenton Pumping | All Not Included
21 | CA | Carrington | 115-kV interrupter 162 | protection for non-included transformer (transformer not owned by Western)
22 |  |  | 41.8-kV breakers 142, 242, 342, 442, 542, 642, 842 and assoc. switches | Otter Tail and CPE
23 | CR | Circle | 115-kV breaker 1162 and assoc. switches | Keystone
24 |  |  | 115-kV breaker 1262, 1362 and assoc. switches | McCone
25 |  |  | 115/34.5-kV transformer KY12A
26 |  |  | 34.5-kV breaker 142 and assoc. switches | McCone
27 | CON | Conrad | 115-kV breaker 1062 and assoc. switches | Sun River
28 | CU | Custer | 69-kV breakers 2252, 2352 and assoc. switches | Yellowstone Valley and Mid-Yellowstone
29 | CT | Custer Trail | All Not Included
30 | DC | Dawson County | 115-kV switch 1061 | protection for non-included transformer (transformer not owned by Western)
31 | DNT | Denbigh Tap | Switches 1460, 1461
32 | DV | Devaul | All Not Included
33 | DL | Devils Lake | 41.8-kV breaker 342 and assoc. switches | Otter Tail normally open-emergency tie
34 |  |  | 12.5-kV breaker 1122 and assoc. switches | Minnkota
35 | EB | Eagle Butte | 115/69-kV transformer KY1A and 115-kV interrupter 762
36 |  |  | 69-kV breaker 1752 and assoc. switches | Moreau Grand
37 | ED | Edgeley | 115/41.8-kV transformer KY2A
38 |  |  | 115-kV breaker 362
39 |  |  | 41.8-kV breaker 2342 and assoc. switches | Otter Tail
40 |  |  | 69-kV breaker 1252 and assoc. switches
41 | ELC | Elk Creek | 115-kV ground switch 1160
42 | ELI | Elliot | 115-kV interrupter 2063 and assoc. switches, 115-kV switch 369
43 | END | Enderlin Tap | Interrupter 1862 and assoc. switches
44 | EXI | Exira | Switches 169, 369, 569 | Generator Lead
45 | FH | Faith | 115/12.47-kV tranformer KY1A and 115-kV interrupter 362
46 |  |  | 12.47-kV breaker 1022 and assoc. switches | City of Faith
47 | FN | Fallon Pumping | All Not Included
48 | FE | Fallon Relift | All Not Included
49 | FL | Flandreau | 12.47-kV switches 3121, 3122, 3123, 3129, 3223 | City of Flandreau
50 | FO | Forman | 69-kV breaker 452 and assoc. switches
51 |  |  | 69/41.8-kV transformer KZ3A and 69-kV switches 353, 355
52 |  |  | 115-kV breaker 1662 and assoc. switches
53 |  |  | 41.8-kV breaker 2142 and assoc. switches | Otter Tail
54 |  |  | 41.8/12.5-kV transformer KX6A and switch 1443
55 |  |  | 12.5-kV breaker 2222 and assoc. switches | Dakota Valley
56 | FR | Fort Randall | 115-kV breaker 962 and assoc. switches
57 | FT | Fort Thompson | 69-kV breaker 4452 and assoc. switches | West Central
58 | FG | Frazer Pumping | All Not Included
59 | GA | Garrison | 115-kV breakers 462, 562 and assoc switches | generator leads
60 | GP | Gavins Point | 115-kV breakers 162, 262, 362 and assoc. switches | generator leads
61 | GGT | Glendive Pumping No. 1 Tap | All Not Included
62 | GG | Glendive Pumping No. 1 | All Not Included
63 | GF | Granite Falls | 69-kV breakers 4352, 4452, 4552, 4652 and assoc. switches | GRE normally open and Minn. Valley
64 |  |  | 115/69-kV transformer KY2A
65 |  |  | 115-kV breakers 2862, 3262 and assoc. switches
66 | GY | Gregory | 115-kV Disconnect Switch 463 | protection for non-included transformer (transformer not owned by Western)
67 |  |  | 12.47-kV breaker 422 and asswoc. Switches
68 | GR | Groton | 69-kV breaker 1552 and assoc. switches | East River
69 | HV | Havre | 12.5-kV breaker 822 and assoc. switches | Hill County
70 | HBN | Hebron | 230-kV switches 989 and 589
71 | HLK | Hilken | take-off structure to Baldwin Wind | generator lead
72 | HU | Huron | 115-kV switches 1261, 1265
73 |  |  | 115/69-kV transformer KY1A
74 |  |  | 69-kV breakers 1952, 2052 and assoc. switches | East River
75 | IN | Intake | All Not Included
76 | INP | Intake Pumping | All Not Included
77 | JT | Jamestown | 115/41.8-kV transformers KY1A and KY2A
78 |  |  | 115-kV breaker 662 and assoc. switches
79 |  |  | 41.8-kV breaker 1142 and assoc. switches | Otter Tail, Normally Open - emergency tie
80 |  |  | 12.47-kV breaker 1522, 1722 and assoc. switches
81 | KD | Killdeer | 115/41.8-kV transformer KY4A and switch 469
82 |  |  | 41.8-kV breaker 442, 642 and switches 343, 345 | MDU and Upper Mo.
83 | LA | Lakota | 12.5-kV breaker 1022 and assoc. switches | City of Lakota
84 |  |  | 69-kV breaker 152 and assoc. switches
85 |  |  | 115/69-kV transformer KY1A, switches 362, 363
86 | LE | Leeds | 69/12.5-kV transformer KZ3A and switch 645
87 |  |  | 12.5-kV breaker 624 and assoc. switches | CPEC
88 | MR | Martin | 115/34.5-kV tranformer KY1A and breaker 1962 and assoc. switches
89 |  |  | 34.5-kV breaker 1242 and assoc. switches | LaCreek
90 | MA | Maurine | 115/69-kV transformer KY1A and breaker 1262 and assoc. switches
91 |  |  | 115-kV breaker 1762
92 |  |  | 69-kV breaker 2252 and assoc. switches | Grand Electric
93 | MD | Midland | Capacity Rights in 115/69 kV Transformer KY1A
94 | MS | Mission | 115/24.9-kV transformer KY1A and interrupter 362 | Cherry-Todd
95 | MO | Morris | 41.8-kV breakers 3132, 3232, 3332 and assoc switches
96 |  |  | 115/41.8-kV transformer KY3A
97 |  |  | 115-kV breaker 1362 and assoc switches
98 | MV | Mount Vernon | 69-kV breaker 1852 and assoc. switches | East River
99 | NAT | Nashua Tap | All Not Included
100 | NEL | Nelson Tap | Switch 1861
101 | NL | Newell | 69-kV breakers 2252, 2452 and assoc. switches | Rushmore
102 | NU | New Underwood | 13.8 kV interrupter 4423 and assoc. switch
103 | OA | Oahe | 230-kV breakers 2882, 2482, 2486, 2082, 1162 and assoc. switches | generator lead
104 |  |  | 115-kV breaker 1162 and assoc. switches | generator lead
105 | OF | O'Fallon Creek | 12.47-kV breaker 522 and assoc. switches and equipment | MDU
106 | PET | Penn Tap | Switches 1860, 1861
107 | PL | Philip | 115/69-kV transformer KY1A and switches 1963
108 |  |  | 69-kV breaker 2152 and assoc. switches | West Central
109 | PI | Pierre | 115/12.47-kV transformer KY1A and 115-kV interrupter 762
110 |  |  | 12.47-kV breakers 2212, 2312, 2412 and assoc. switches | City of Pierre
111 | PLL | Pleasant Lake Tap | Switched 760, 761
112 | RC | Rapid City | 115/12.47-kV transformer KY1A
113 | RH | Richland | All Not Included
114 | RY | Rudyard | 115/69/12.5-kV transformer KY1A and interrupter 362
115 |  |  | 69-kV breaker 752 and assoc. switches | Hill County
116 |  |  | 12.5-kV breaker 422 and assoc. switches | Hill County
117 | RG | Rugby | 115/41.8-kV transformer KY1A and breaker 1162 and assoc. switches
118 |  |  | 41.8-kV breaker 2142 and assoc. switches | Otter Tail
119 | SV | Savage Pumping | All Not Included
120 | SH2 | Shelby | All Not Included
121 | SH2 | Shelby 2 | 115-kV breaker 1162 and assoc. switches | to Shelby
122 | SY | Shirley Pumping | All Not Included
123 | SF | Sioux Falls | 115-kV breaker 862 and assoc. switches | East River
124 |  |  | 69-kV breaker 1552 and assoc. switches | East River
125 | SP | Spencer | 69-kV breaker 1642 and assoc. switches | City of Spencer
126 | SU | Summit | 41.8-kV breakers 2142, 2242 and assoc. switches
127 |  |  | 115/41.8-kV transformer KY1B
128 |  |  | 115-kV interupter 862 and switch 861
129 | TE | Terry Pumping | All Not Included
130 | TR | Terry Tap | 115/34.5-kV transformer KY1A and switch 363
131 |  |  | 34.5-kV breaker 342 and assoc. switches | Buffalo Rapids and MDU
132 | TI | Tiber | 115/12.5-kV transformer KY1A and breaker 1262
133 |  |  | 12.5-kV breaker 122 and assoc. switches | USBR
134 | TY | Tyndall | 69-kV breaker 452 and assoc. switches | East River
135 |  |  | 115-kV interrupter 362 | protection for non-included transformer (transformer not owned by Western)
136 | VC | Valley City | 69-kV breakers 344, 1144 and assoc. switches | City of Valley City
137 | WL | Wall | 115/12.47-kV transformer KY1B and interrupters 461 and 562
138 |  |  | 12.47-kV breaker 622 and assoc. switches | West River
139 | WDD | Ward | 230-kV Switch 889
140 | WB | Washburn | 230/41.8-kV transformer KU1A and breaker 282
141 |  |  | 41.8-kV breaker 342 and assoc. switches | Otter Tail - emergency tie
142 | WC | Watford City | 115-kV interrupter 162 | protection for non-included transformer (transformer not owned by Western)
143 | WSG | Wessington Springs | 230-kV switch 989 | generator outlet
144 | WH | Whately | 69/12.5-kV transformer KYA and switches 253, 257
145 |  |  | 12.5-kV breaker 224 and assoc. switches | Norval
146 | WV | Wicksville | 115-kV interrupter 362 | protection for non-included transformer (transformer not owned by Western)
147 |  |  | 24.9-kV breaker 1032 and assoc. switches | West River
148 | WN | Williston | 60-kV breaker 3552 and assoc. switches | MDU non-credited line
149 | WN2 | Williston 2 | 115-kV breaker 2562 and assoc. switches
150 | WI | Winner | 12.47-kV breakers 2222, 2422, 2523 and assoc. switches | City of Winner and Rosebud Electric
151 | VAT | Wiota | All Not Included
152 | VAT | Wiota Tap | All Not Included
153 | WP | Wolf Point | 115/34.5-kV transformer KY1A and switches 1963, 1965
154 |  |  | 34.5-kV breakers 2142, 2242, 2342, 2442 and assoc. switches | MDU and Norval
155 |  |  | 12.5-kV breakers 3222, 3322, 3422 and assoc. switches | Norval and McCone
156 | WO | Woonsocket | 34.5-kV breakers 442 and 542 and assoc. switches | NWPS and City of Wessington Springs
157 |  |  | 115/69-kV transformer KY1B and 115-kV breaker 862
158 |  |  | Mobile Transformer 115/34.5-kV
159 |  |  | 115-kV interupters 362 and 862 and assoc. switches, switch M263, M261
160 |  | Transmission Lines
161 |  | SHELBY-SHELBY2 | 115-kV
162 |  | Corps Switchyard Facilities
163 |  | Big Bend | 230-kV interrupters 1081, 2081, 3081, 4081 and assoc switches
164 |  | Fort Peck | 230-kV interrupters 481, 581 and assoc switches
165 |  |  | 115-kV switches 861, 961
166 |  | Fort Randall | 115-kV switch 960
167 |  |  | 230-kV switches 1180, 1280, 1380
168 |  | Garrison | 230-kV breakers 182, 282, 382 and assoc switches
169 |  |  | 115-kV breakers 462, 561, 1762 and assoc switches
170 |  |  | 13.8-kV breaker 2722 and assoc switches
171 |  | Gavins Point | 115-kV breakers 162, 262, 362 and assoc. switches
172 |  | Oahe | 115-kV breaker 1162 and assoc. switches
173 |  |  | 230-kV breakers 2082, 2882 and assoc. switches
* Based upon Attachment AI of SPP's Tariff and consistent with criteria set forth in the "Zone 19 (Upper Missouri Zone) - Attachment AI Guidance Document", dated 06/14/2016, as prepared by the Attachment
AI Working Group in FERC docket ER15-1775-000.

## WS11-FacChanges
WAPA-UGP 2022 Rate True-up Calculation (Rev 1) |  | (Back to Worksheet Links)
Worksheet 11 - Facility Changes
12 Months Ending 09/30/2022 True-up
| (1) | (2)
Line No. | Facility | Description
1 | Miles City 2 | 115 kV Line Bay for MDU (customer funded) and Cap Bank Addition (20% customer funded)
2 | Watertown | Ownership transfer from Basin to WAPA of PCB 1082 and assoc. switches. Facilities already qualified for SPP Inclusion.
3 | WDD-BEF (Ward Delivery - Belfield) | This appears as a new line segment, but is part of the established Bismarck-Medora line segment.
4 | Antelope Valley | Costs for fiber in already established Basin Electric owned Substation.
5 | Brookings | Customer Funded. New 69-kV Breaker 952 and assoc. switches.
6 | Devils Lake | Rebuilt Substation. Addition of two 115-kV breakers/switches and 115-kV cap bank and removal of 41.8-kV cap bank.
7 | Flandreau | Customer Funded. New 69-kV Breaker 2252 and assoc. switches.
8 | White | Neutral Blocking Device funded by DOE
9 | Bismarck District Office | Added communications
10 | Lewis - Richland 115 kV Ckt 1, 72052 | Reconductor 0.1 miles of 115-kV Transmission Line to increase rating due to 2018 ITP. NTC ID 210497. This project will be regionally shared.
11 | Huron | Take over ownership of 230-kV Breaker 682 and assoc. switches. Was already in the Zone

## WS12-SSCD
WAPA-UGP 2022 Rate True-up Calculation (Rev 1) |  |  | (Back to Worksheet Links)
Worksheet 12 - Scheduling, System Control, and Dispatch Service
12 Months Ending 09/30/2022 True-up
| (1) | (2) | (3)
Line No. | DESCRIPTION | SSCD | REFERENCE
1 | A. Operation and Maintenance Expense ($) | 12120489.21 | WS4-CostData (O&M Expenses Worksheet)
2 | B. A&G Expense ($) | 280214.0156 | WS4-CostData (A&G Expenses Worksheet)
3 | C. Depreciation Expense ($) | 366219.7664 | WS4-CostData (Depreciation Expense Worksheet)
4 | D. Taxes Other than Income Taxes for Transmission ($) | 0 | Not Applicable
5 | E. Allocation of General Plant | 0 | No General Plant identified at this time, all plant is identified as either generation or transmission related
6 | F. Cost of Capital
7 | Weighted Transmission Composite Interest Rate | 3.95% | WS4-CostData (C6 L61)
8 | Net Plant Investment | 8454408.5031 | WS4-CostData (C2 L21)
9 | Cost of Capital | 333918.3953 | L7*L8
10 | H. Revenue Requirement
11 | Annual Western-UGPR Cost | 13100841.3873 | L1+L2+L3+L9
12 | SSCD Revenue from non-Transmission Facilities | 815738.3946 | L11*L15
13 | Revenue Requirement for SSCD for Transmission Facilities | 12285102.9927 | L11-L12
14
15 | Ratio for Line 12 | 6.227% | WS8-TranFac (L511 C5/C8)

## WS13-SSCDFac
WAPA-UGP 2022 Rate True-up Calculation (Rev 1) |  | (Back to Worksheet Links)
Worksheet 13 - SSCD Facilities
12 Months Ending 09/30/2022 True-up |  | -1 | -2 | -3 | -4 | -5 | -6 | -7
Line No. | FID | 2022 SPP TRUE UP SUMMARY: DESCRIPTION | DATA SOURCE: | PRIOR YEAR FACILITY TOTALS ($) |  | ATTACHMENT AI ADJUSTMENTS ($) | GENERATION ADJUSTMENTS ($) | FY2022 ACT SPP TOTALS ($)
1 | WAO | WATERTOWN ALTERNATE OPERATIONS CENTER | 2021 ROOS BALANCE | 6174391.51 |  | 0 | 0 | 6174391.51
2 | WTO | WATERTOWN OPERATIONS CENTER | 2021 ROOS BALANCE | 1785957.71 |  | 0 | -283037.6429 | 1502920.0671
3 | WTO F | WATERTOWN OPERATIONS CENTER (BFPS) | 2021 ROOS BALANCE | 11977195.07 |  | 0 | -1265809.0272 | 10711386.0428
4 |  |  |  | 19937544.29 | 0 | 0 | -1548846.6701 | 18388697.6199
5 | FID | 2022 SPP DETAIL: DESCRIPTION | ADDITIONAL: | FID COST DETAIL ($) | SSCD % | SSCD TOTAL ($) | TRANS % | TRANS TOTAL ($)
6 | WAO | IDC | IDC | 298.8 | 100% | 298.8 | 100% | 298.8
7 | WAO | LAND & RIGHTS | LAND & LAND RIGHTS | 9789.59 | 100% | 9789.59 | 100% | 9789.59
8 | WAO | LAND AT KCR | LAND & LAND RIGHTS | 1538.62 | 100% | 1538.62 | 100% | 1538.62
9 | WAO | MICROWAVE TOWER | ANTENNA TOWER | 295485.92 | 100% | 295485.92 | 100% | 295485.92
10 | WAO | INTEREST DURING CONSTRUCTION | IDC | 57816.18 | 100% | 57816.18 | 100% | 57816.18
11 | WAO | INTEREST DURING CONSTRUCTION | PLANT NOT CLASSIFIED | 5246.19 | 100% | 5246.19 | 100% | 5246.19
12 | WAO | ANTENNA | PLANT NOT CLASSIFIED | 17479.6 | 100% | 17479.6 | 100% | 17479.6
13 | WAO | MICROWAVE SYSTEM | MICROWAVE SYSTEM | 122582.16 | 100% | 122582.16 | 100% | 122582.16
14 | WAO | MICROWAVE SYSTEM | MICROWAVE SYSTEM | 12407.04 | 100% | 12407.04 | 100% | 12407.04
15 | WAO | SCADA COMMUNICATION EQUIPMENT | SEQUENTIAL EVENT RECORDING SYSTEM | 20216.81 | 100% | 20216.81 | 100% | 20216.81
16 | WAO | INTEREST DURING CONSTRUCTION | IDC | 2474.78 | 100% | 2474.78 | 100% | 2474.78
17 | WAO | PLANT COMM SYSTEM | PLANT COMM SYSTEM | 43699.33 | 100% | 43699.33 | 100% | 43699.33
18 | WAO | LAND & RIGHTS | LAND & LAND RIGHTS | 54137.52 | 100% | 54137.52 | 100% | 54137.52
19 | WAO | BUILDINGS | SERVICE BUILDINGS | 531049.1 | 100% | 531049.1 | 100% | 531049.1
20 | WAO | BUILDINGS | ROOFING | 90309.47 | 100% | 90309.47 | 100% | 90309.47
21 | WAO | OTHER STRUCTURES AND IMPROVEMENTS | OIL STORAGE TANK | 54257.11 | 100% | 54257.11 | 100% | 54257.11
22 | WAO | OTHER STRUCTURES AND IMPROVEMENTS | HEATING | 475745.99 | 100% | 475745.99 | 100% | 475745.99
23 | WAO | STATION EQUIPMENT | AUXILIARY POWER SYSTEM | 95962.39 | 100% | 95962.39 | 100% | 95962.39
24 | WAO | SCADA COMMUNICATION EQUIPMENT | REMOTE TERMINAL UNIT | 12679.49 | 100% | 12679.49 | 100% | 12679.49
25 | WAO | SCADA COMMUNICATION EQUIPMENT | SCADA | 1022154.12 | 100% | 1022154.12 | 100% | 1022154.12
26 | WAO | SCADA COMMUNICATION EQUIPMENT | UNITERRUPTABLE POWER SUPPLY | 122476.25 | 100% | 122476.25 | 100% | 122476.25
27 | WAO | MICROWAVE COMMUNICATION EQUIPMENT | MICROWAVE SYSTEM | 733679.47 | 100% | 733679.47 | 100% | 733679.47
28 | WAO | MICROWAVE COMMUNICATION EQUIPMENT | BATTERY | 35291.83 | 100% | 35291.83 | 100% | 35291.83
29 | WAO | MICROWAVE COMMUNICATION EQUIPMENT | BATTERY CHARGER | 13959.4 | 100% | 13959.4 | 100% | 13959.4
30 | WAO | MICROWAVE COMMUNICATION EQUIPMENT |  | 73162.18 | 100% | 73162.18 | 100% | 73162.18
31 | WAO | INTEREST DURING CONSTRUCTION | IDC | 924.04 | 100% | 924.04 | 100% | 924.04
32 | WAO | TELEPHONE COMMUNICATION EQUIPMENT | PLANT COMM SYSTEM | 53112.38 | 100% | 53112.38 | 100% | 53112.38
33 | WAO | FIBER OPTIC EQUIPMENT | FIBER OPTICS EQUIPMENT | 184306.99 | 100% | 184306.99 | 100% | 184306.99
34 | WAO | SCADA COMMUNICATION EQUIPMENT | SCADA | 23257.8 | 100% | 23257.8 | 100% | 23257.8
35 | WAO | INTEREST DURING CONSTRUCTION | IDC | 293.75 | 100% | 293.75 | 100% | 293.75
36 | WAO | FIBER OPTIC EQUIPMENT | CABLE TYPE OPGW | 28884.55 | 100% | 28884.55 | 100% | 28884.55
37 | WAO | FIBER OPTIC EQUIPMENT | CHANNEL BANK EQUIPMENT | 41065.94 | 100% | 41065.94 | 100% | 41065.94
38 | WAO | FIBER OPTIC EQUIPMENT | FIBER OPTICS EQUIPMENT | 93750.14 | 100% | 93750.14 | 100% | 93750.14
39 | WAO | INTEREST DURING CONSTRUCTION | IDC | 2600.22 | 100% | 2600.22 | 100% | 2600.22
40 | WAO | BUILDINGS | SERVICE BUILDINGS | 1320912.96 | 100% | 1320912.96 | 100% | 1320912.96
41 | WAO | INTEREST DURING CONSTRUCTION | IDC | 445914.6 | 100% | 445914.6 | 100% | 445914.6
42 | WAO | PLANT COMM SYSTEM | PLANT COMM SYSTEM | 40641.57 | 100% | 40641.57 | 100% | 40641.57
43 | WAO | INTEREST DURING CONSTRUCTION | IDC | 577.47 | 100% | 577.47 | 100% | 577.47
44 | WAO | SCADA COMMUNICATION EQUIPMENT | SCADA | 33157.2 | 100% | 33157.2 | 100% | 33157.2
45 | WAO | INTEREST DURING CONSTRUCTION | IDC | 1092.56 | 100% | 1092.56 | 100% | 1092.56
46 |  | -1: TOTAL; -3: 6174391.51; -5: 6174391.51; -7: 6174391.51
47 | WTO | AIR CONDITIONER | AIR CONDITIONER | 146013.4 | 66.7% | 97390.9378 | 80.8% | 117978.8272
48 | WTO | INTEREST DURING CONSTRUCTION | IDC | 10941.32 | 66.7% | 7297.8604 | 80.8% | 8840.5866
49 | WTO | ROOFING | ROOFING | 676146.99 | 66.7% | 450990.0423 | 80.8% | 546326.7679
50 | WTO | GATE | GATE | 67520.79 | 66.7% | 45036.3669 | 80.8% | 54556.7983
51 | WTO | FENCES | FENCES | 573531.89 | 66.7% | 382545.7706 | 80.8% | 463413.7671
52 |  | -1: TOTAL; -3: 1474154.39; -5: 983260.9781; -7: 1191116.7471
53 | WTO | FIBER OPTICS EQUIPMENT | PLANT COMM SYSTEM | 54316.73 | 100% | 54316.73 | 100% | 54316.73
54 | WTO | INTEREST DURING CONSTRUCTION | IDC | 20639.32 | 100% | 20639.32 | 100% | 20639.32
55 | WTO | FIBER OPTICS EQUIPMENT | PLANT COMM SYSTEM | 141933.62 | 100% | 141933.62 | 100% | 141933.62
56 | WTO | INTEREST DURING CONSTRUCTION | IDC | 3902.43 | 100% | 3902.43 | 100% | 3902.43
57 | WTO | SCADA COMMUNICATION EQUIPMENT | SCADA | 61037.2 | 100% | 61037.2 | 100% | 61037.2
58 | WTO | INTEREST DURING CONSTRUCTION | IDC | 770.9 | 100% | 770.9 | 100% | 770.9
59 | WTO | INTEREST DURING CONSTRUCTION | IDC | 2877.74 | 100% | 2877.74 | 100% | 2877.74
60 | WTO | REMOTE TERMINAL UNIT | REMOTE TERMINAL UNIT | 16160.95 | 100% | 16160.95 | 100% | 16160.95
61 | WTO | SCADA COMMUNICATION EQUIPMENT | SCADA | 8952.53 | 100% | 8952.53 | 100% | 8952.53
62 | WTO | INTEREST DURING CONSTRUCTION | IDC | 1211.9 | 100% | 1211.9 | 100% | 1211.9
63 |  | -1: TOTAL; -3: 311803.32; -5: 311803.32; -7: 311803.32
64 | WTO F | ALCATEL 5620 FIBER TERMINAL EQUIP PART 2 OF 2 | TERMINATION EQUIPMENT | 134174.04 | 100% | 134174.04 | 100% | 134174.04
65 | WTO F | ADD DROP MULTIPLEXER (PART 2 OF 2) | ADD DROP MULTIPLEXER | 59005.31 | 100% | 59005.31 | 100% | 59005.31
66 | WTO F | POWER SYSTEM DISPATCH CONSOLES | SCADA | 119667.35 | 100% | 119667.35 | 100% | 119667.35
67 | WTO F | REMOTE TERMINAL UNIT | REMOTE TERMINAL UNIT | 39790.21 | 100% | 39790.21 | 100% | 39790.21
68 | WTO F | IDC | IDC | 1601.37 | 100% | 1601.37 | 100% | 1601.37
69 | WTO F | FIBER OPTIC EQUIPMENT | FIBER OPTICS EQUIPMENT | 53164.52 | 100% | 53164.52 | 100% | 53164.52
70 | WTO F | FIBER OPTIC EQUIPMENT | ADD DROP MULTIPLEXER | 307465.42 | 100% | 307465.42 | 100% | 307465.42
71 | WTO F | FIBER OPTIC EQUIPMENT | TERMINATION EQUIPMENT | 12819.56 | 100% | 12819.56 | 100% | 12819.56
72 | WTO F | FIBER OPTIC EQUIPMENT | CHANNEL BANK EQUIPMENT | 415983 | 100% | 415983 | 100% | 415983
73 | WTO F | IDC | IDC | 146434.8 | 100% | 146434.8 | 100% | 146434.8
74 | WTO F | IDC | IDC | 2533.43 | 100% | 2533.43 | 100% | 2533.43
75 | WTO F | TELEPHONE COMMUNICATION EQUIPMENT | TELEPHONE SYSTEM | 31657.69 | 100% | 31657.69 | 100% | 31657.69
76 | WTO F | MICROWAVE COMMUNICATION EQUIPMENT | MICROWAVE SYSTEM | 85009.25 | 100% | 85009.25 | 100% | 85009.25
77 | WTO F | FIBER OPTICS EQUIPMENT | ADD DROP MULTIPLEXER | 108684.58 | 100% | 108684.58 | 100% | 108684.58
78 | WTO F | FIBER OPTICS EQUIPMENT | CHANNEL BANK EQUIPMENT | 1933.73 | 100% | 1933.73 | 100% | 1933.73
79 | WTO F | FIBER OPTICS EQUIPMENT | FIBER OPTICS EQUIPMENT | 38122.92 | 100% | 38122.92 | 100% | 38122.92
80 | WTO F | IDC | IDC | 23485.53 | 100% | 23485.53 | 100% | 23485.53
81 | WTO F | MULTIPLEXER EXPANDED CAPABILITY ASSET 166934 - PROJECT WTO 0025C (PART 2) | ADD DROP MULTIPLEXER | 25031.95 | 100% | 25031.95 | 100% | 25031.95
82 | WTO F | IDC - ASSET 166934 MULTIPLEXER EXPANSION (PART 2) | IDC | 513.75 | 100% | 513.75 | 100% | 513.75
83 | WTO F | IDC | IDC | 18649.85 | 100% | 18649.85 | 100% | 18649.85
84 | WTO F | ADD DROP MULTIPLEXER (PART 1 OF 2) | TERMINATION EQUIPMENT | 2849.9 | 100% | 2849.9 | 100% | 2849.9
85 | WTO F | ALCATEL 5620 FIBER TERMINAL EQUIP (PART 1 OF 2) | TERMINATION EQUIPMENT | 6624.56 | 100% | 6624.56 | 100% | 6624.56
86 | WTO F | SCADA COMMUNICATION EQUIPMENT | SCADA | -8952.53 | 100% | -8952.53 | 100% | -8952.53
87 | WTO F | IDC | IDC | -1211.9 | 100% | -1211.9 | 100% | -1211.9
88 | WTO F | MICROWAVE COMMUNICATION EQUIPMENT | MICROWAVE SYSTEM | 226333.26 | 100% | 226333.26 | 100% | 226333.26
89 | WTO F | IDC | IDC | 13470.93 | 100% | 13470.93 | 100% | 13470.93
90 | WTO F | TELEPHONE SYSTEM - 40 CHANNEL RECORDER & CRASH KIT | TELEPHONE SYSTEM | 70114.66 | 100% | 70114.66 | 100% | 70114.66
91 | WTO F | IDC | IDC | 1421.38 | 100% | 1421.38 | 100% | 1421.38
92 | WTO F | VOICE RECORDER SYSTEM | TELEPHONE SYSTEM | 61004.73 | 100% | 61004.73 | 100% | 61004.73
93 | WTO F | SCADA SYSTEM HISTORIAN SOFTWARE | SCADA | 202050 | 100% | 202050 | 100% | 202050
94 | WTO F | IDC | IDC | 6760.85 | 100% | 6760.85 | 100% | 6760.85
95 | WTO F | SCADA | UNITERRUPTABLE POWER SUPPLY | 121027.36 | 100% | 121027.36 | 100% | 121027.36
96 | WTO F | IDC | IDC | 2483.93 | 100% | 2483.93 | 100% | 2483.93
97 | WTO F | AUX PWR SYS - BACKUP GENERATOR | AUXILIARY POWER SYSTEM | 454503.96 | 100% | 454503.96 | 100% | 454503.96
98 | WTO F | IDC | IDC | 12877 | 100% | 12877 | 100% | 12877
99 | WTO F | (5) DIGITAL VOICE RECORDERS - WTO F | SCADA | 20216.8 | 100% | 20216.8 | 100% | 20216.8
100 | WTO F | IDC | IDC | 1978.87 | 100% | 1978.87 | 100% | 1978.87
101 | WTO F | BATTERY BANK FOR UPS | BATTERY | 36320.07 | 100% | 36320.07 | 100% | 36320.07
102 | WTO F | IDC | IDC | 630.74 | 100% | 630.74 | 100% | 630.74
103 | WTO F | DIGITAL TRANS & REC EQUIP | SCADA | 23846.74 | 100% | 23846.74 | 100% | 23846.74
104 | WTO F | FREQUENCY CONTROL ADDITIONS | LOAD AND FREQUENCY CONTROL EQUIP | 57731 | 100% | 57731 | 100% | 57731
105 | WTO F | TELEPHONE COMMUNICATION EQUIPMENT | PLANT COMM SYSTEM | 144190.32 | 100% | 144190.32 | 100% | 144190.32
106 | WTO F | PLANT COMM SYSTEM | PLANT COMM SYSTEM | 167020.06 | 100% | 167020.06 | 100% | 167020.06
107 | WTO F | IDC | IDC | 2373.14 | 100% | 2373.14 | 100% | 2373.14
108 | WTO F | ADD DROP MULTIPLEXER | ADD DROP MULTIPLEXER | 267248.89 | 100% | 267248.89 | 100% | 267248.89
109 | WTO F | IDC | IDC | 16353.85 | 100% | 16353.85 | 100% | 16353.85
110 | WTO F | SCADA COMMUNICATION EQUIPMENT | SCADA | 24731.8 | 100% | 24731.8 | 100% | 24731.8
111 | WTO F | IDC | IDC | 312.37 | 100% | 312.37 | 100% | 312.37
112 | WTO F | TELEPHONE SYSTEM | TELEPHONE SYSTEM | 559892.23 | 100% | 559892.23 | 100% | 559892.23
113 | WTO F | IDC | IDC | 33279.98 | 100% | 33279.98 | 100% | 33279.98
114 | WTO F | SCADA | SCADA | 1215753.6 | 100% | 1215753.6 | 100% | 1215753.6
115 | WTO F | IDC | IDC | 15472.91 | 100% | 15472.91 | 100% | 15472.91
116 |  | -1: TOTAL; -3: 5384439.72; -5: 5384439.72; -7: 5384439.72
117 | WTO F | WATERTOWN OPERATIONS BUILDING | CONTROL BUILDING | 636801.91 | 66.7% | 424746.874 | 80.8% | 514535.9433
118 | WTO F | RESURFACE PARKING LOT AT WATERTOWN OPS OFFICE | OFFICE BUILDING | 152203.76 | 66.7% | 101519.9079 | 80.8% | 122980.6381
119 | WTO F | WALLS | WALLS | 276283.57 | 66.7% | 184281.1412 | 80.8% | 223237.1246
120 | WTO F | IDC | IDC | 2835.11 | 66.7% | 1891.0184 | 80.8% | 2290.7689
121 | WTO F | MICROWAVE COMMUNICATION EQUIPMENT | SYNC UNIT | 20893.47 | 66.7% | 13935.9445 | 80.8% | 16881.9238
122 | WTO F | IDC | IDC | 405078.07 | 66.7% | 270187.0727 | 80.8% | 327303.0806
123 | WTO F | VEHICLE/STORAGE BUILDING | GARAGE | 651815.82 | 66.7% | 434761.1519 | 80.8% | 526667.1826
124 | WTO F | IDC | IDC | 39508.27 | 66.7% | 26352.0161 | 80.8% | 31922.6822
125 | WTO F | SIDEWALKS | SIDEWALKS | 153427.83 | 66.7% | 102336.3626 | 80.8% | 123969.6866
126 | WTO F | IDC | IDC | 2051.63 | 66.7% | 1368.4372 | 80.8% | 1657.717
127 | WTO F | TELEPHONE COMMUNICATION EQUIPMENT | TELEPHONE SYSTEM | 146114.62 | 66.7% | 97458.4515 | 80.8% | 118060.613
128 | WTO F | IDC - REPLACEMENTS | IDC | 1844.89 | 66.7% | 1230.5416 | 80.8% | 1490.6711
129 | WTO F | IDC - ADDITIONS | IDC | 3844.64 | 66.7% | 2564.3749 | 80.8% | 3106.4691
130 | WTO F | PSOO-WATER SYSTEM | METER EQUIPMENT | 219050.16 | 66.7% | 146106.4567 | 80.8% | 176992.5293
131 | WTO F | IDC | IDC | 285734.43 | 66.7% | 190584.8648 | 80.8% | 230873.4194
132 | WTO F | PWR SYS OPERATIONS OFFICE BUILDING (Part 1 of 2) | STORAGE BUILDING | 1929776.32 | 66.7% | 1287160.8054 | 80.8% | 1559259.2666
133 | WTO F | WATERTOWN OPS BLDG EXPANSION (PSOO) | STORAGE BUILDING | 303096.04 | 66.7% | 202165.0587 | 80.8% | 244901.6003
134 | WTO F | WATERTOWN OPS BLDG EXPANSION | STORAGE BUILDING | 1362394.81 | 66.7% | 908717.3383 | 80.8% | 1100815.0065
135 |  | -1: TOTAL; -3: 6592755.35; -5: 4397367.8185; -7: 5326946.3228

## WS14-Reg
WAPA-UGP 2022 Rate True-up Calculation (Rev 1) |  | (Back to Worksheet Links)
Worksheet 14 - Rate for Regulation and Frequency Response
12 Months Ending 09/30/2022 True-up
| (1) | (2) | (3)
Line No. | DESCRIPTION | REGULATION and FREQUENCY RESPONSE | REFERENCE
1 | Fixed Charge Rate | 13.87% | WS2-AllocFactor C4 L30
2 | Corps Generation Net Plant Costs ($) | 623311750.3215 | WS2-AllocFactor C4 L31
3 | Annual Corps Generation Cost ($) | 86430600.9331 | L1*L2
4 | Plant Capacity (kW) | 2438000 | (1)
5 | Cost/kW ($/kW) | 35.4514 | L3/L4
6 | Capacity Used for Regulation (kW) | 8861 | (2)
7 | Regulation Revenue Requirement ($) - Capacity | 314135.1743 | L5*L6
8 | Regulation Revenue Requirement ($) - Purchases | 0 | (3)
9 | Total Regulation Revenue Requirement ($) | 314135.1743
(1) | WAPA Annual Report plant capacity
(2) | WAUW capacity used for regulation
(3) | Cost of Purchases Required to Regulate for Intermittent Resources

## WS15-Res
WAPA-UGP 2022 Rate True-up Calculation (Rev 1) |  | (Back to Worksheet Links)
Worksheet 15 - Rate for Reserves
12 Months Ending 09/30/2022 True-up
| (1) | (2) | (3)
Line No. | DESCRIPTION | RESERVES | REFERENCE
1 | Fixed Charge Rate | 13.87% | WS2-AllocFactor C4 L30
2 | Corps Generation Net Plant Costs ($) | 623311750.3215 | WS2-AllocFactor C4 L31
3 | Annual Corps Generation Cost ($) | 86430600.9331 | L1*L2
4 | Plant Capacity (kW) | 2438000 | (1)
5 | Cost/kW ($/kW-Yr) | 35.4514 | L3/L4
7 | Western's Maximum Load in WAUW Control Area (kW) | 167000 | (2)
8 | Maximum Generation in WAUW Control Area (kW) | 93000 | (3)
9 | Capacity used for Reserves (kW) -- 3% Load + 3% Gen | 7800 | L8*3% + L9*3% (4)
10 | Annual Reserve Sharing Group Cost | 42587.03 | (5)
11 | Annual Reserves Revenue Requirement | 319108.2307 | L10*L5 + L11
(1) | WAPA Annual Report plant capacity
(2) | WAUW maximum load data
(3) | WAUW maximum generation data
(4) | Western Power Pool Reserve Sharing System
(5) | Annual cost associated with Western-UGP's current reserve sharing group membership